## Input & Summary
Based on Combined Land Based-Offshore Turbine Cost Model. V2.01.12
Note: This Model Contains Proprietary or Wind Technology Protected Data, and Should Not Be Released Outside of the DOE/NREL/SNL, until Further Notice.
Land Based or Offshore Selection | 1
Inputs |  | Technology Type | Financial/Cost Escalation Assumptions
Turbine | Idealized Turbine power |  | Ending Month | 13 | Blade and tower drop-down box lists
Machine Rating (kWs) | 1910 |  | Ending Year | 2010 |  | Baseline
Rotor Diameter (meters) | 96.9 | Advanced Design | Financial Error Codes |  |  | Advanced Design
Hub Height (meters) | 82.7 | Advanced Design | OK
**Enter Idealized Turbine Power Parameters below** |  |  | OK |  | Foundation drop-down box lists
Machine Rating (kW) | 1910 |  | Note: Data for Q2 of 2011 is preliminary and has not been finalized. |  |  | Monopile (Shallow)
Rotor Diameter (meters) | 96.9
Wind Speed Class (50 meter) | 7.25
Weibul K Factor | 2 |  |  |  |  | Gravity (Shallow)
Wind Shear | 0.143
Altititude Above Mean Sea Level/meters | 450
Max Cp | 0.47
Max Tip Speed m/s | 80 | OK
Max Tip Speed Ratio | 8
Soiling Losses | 0% |  |  |  |  | Tripods (Transitional)
Array Losses | 15% |  |  |  |  | Transitional Water Types
Availability | 98% |  |  |  | Drive train drop-down box lists
Multi-Generator
Drive Train Design | 1
Service Crane | 1 |  |  |  |  | Direct Drive
Outputs
Turbine Capital Cost $1000s | 2262.4293
Balance of Station Cost $1000s | 11496.1709
O&M Cost (Year) $1000s | 61.6515
Levelized Replacement Cost (Year) $1000s | 23.0189
Land or Bottom Lease Cost (Year) $1000s | 9.5119
AEP MWhrs/Yr | 7819.4738
Capacity Factor | 46.73%
0.22003
Land Based COE | 0.22003 | %
Turbine | 0.03472 | 15.78%
Foundation | 0.00046806 | 0.2127%
Misc BOS | 0.14856 | 67.51%
Electrical Infrastructure | 0.027399 | 12.45%
LRC & Lease Cost | 0.0041602 | 1.891%
O&M (After Tax) | 0.0047306 | 2.15%
Offshore COE | 0.22003 | %
Turbine | 0.03472 | 15.78%
Offshore Warranty | 0 | 0%
Misc BOS | 0.094676 | 43.03%
Support Structure | 0.00046806 | 0.2127%
Eng/Permits/Surety | 0.05388 | 24.49%
Electrical Infrastructure | 0.027399 | 12.45%
LRC & Lease Cost | 0.0041602 | 1.891%
O&M (After Tax) | 0.0047306 | 2.15%
Note on B4: Enter 1 for Land Based Enter 2 for Shallow Offshore < 30 meters Enter 3 for Transitional Offshore > 30, >60 meters Enter 4 for Deep Offshore > 60 meters
Note on J6: For the time being, the text for the dropdown boxes is located here. When we get the text settled better, it could be moved to another page if needed.
Note on C8: Use drop-down box to select blade technology type. Note: Advanced blade technology should not be used for rotor diameters < 100 meters
Note on C9: Use drop-down box to select tower technology type.
Note on B18: Rotor Tip Speed and RPM are limited by a subroutine for calculating power in Region 2 1/2.
Note on C18: On Error; Either Rotor Diameter is too Small, Tip Speed is too High, or TSR is too Low
Note on B24: 1= 3 stage planetary 2= Single stage, low speed generator 3= Multi-Generator 4= Direct Drive
Note on B25: 1 = Yes 2= No Will be Included in Mainframe Cost and Mass. Should be Included for All Offshore Turbines

## Cost Summary
Based on Combined Land Based-Offshore Turbine Cost Model. V2.01.12
Note: This Model Contains Proprietary or Wind Technology Protected Data, and Should Not Be Released Outside of the DOE/NREL/SNL, until Further Notice.
From Input Page
Machine Rating (kWs) | 1910
Rotor Diameter (meters) | 96.9
Hub Height (meters) | 82.7
[7 empty] | 1 | 2 | 3 | 4
Land Based | [6 empty] | Land Based | Offshore Shallow Water < 30 meters | Offshore Transitional Depth >30 < 60 Meters | Offshore Deep Water > 60 meters
Cost in $ | 2010
|  |  | 1.9 MW $/kW (BASELINE) | 1.9 MW $/kW (ADV Rotor) | 1.9 MW $/kW (ADV Both)
| Component | Component
| Costs $1000 | Mass
Component |  | kgs
Rotor | 538.8164 | 48759.8742 | 333.7949 | 282.1028 | 282.1028
Blades | 322.994 | 27248.6012 | 212.4385 | 169.1068 | 169.1068
Hub | 84.9033 | 14345.5579 | 52.8123 | 44.452 | 44.452
Pitch mchnsm & bearings | 123.4428 | 5893.5651 | 64.6298 | 64.6298 | 64.6298
Spinner, Nose Cone | 7.4763 | 1272.15 | 3.9143 | 3.9143 | 3.9143
Drive train,nacelle | 1283.226 | 86398.7612 | 672 | 672 | 672
Low speed shaft | 84.7042 | 11641.1587 | 44.3478 | 44.3478 | 44.3478
Bearings | 50.5804 | 2141.1791 | 26.4819 | 26.4819 | 26.4819
Gearbox | 277.6094 | 14990.8159 | 145.3452 | 145.3452 | 145.3452
Mech brake, HS cpling etc | 3.8993 | 379.964 | 2.0415 | 2.0415 | 2.0415
Generator | 162.9302 | 6874.635 | 85.3038 | 85.3038 | 85.3038
Variable spd electronics | 199.7061 |  | 104.5582 | 104.5582 | 104.5582
Yaw drive & bearing | 72.8223 | 5508.5778 | 38.1269 | 38.1269 | 38.1269
Main frame | 238.7179 | 41833.4784 | 126.6339 | 124.9832 | 124.9832
Electrical connections | 133.8226 |  | 70.0642 | 70.0642 | 70.0642
Hydraulic, Cooling system | 31.1218 | 152.8 | 16.2941 | 16.2941 | 16.2941
Nacelle cover | 27.3116 | 2876.1522 | 14.2993 | 14.2993 | 14.2993
Control, Safety System, and Condition Monitoring | 43.2209 |  | 22.6287 | 22.6287 | 22.6287 | ROLLED INTO DRIVETRAIN
Tower | 397.166 | 166068.3586 | 301.5901 | 301.5901 | 207.9403
0
TURBINE CAPITAL COST (TCC) | 2262.4293 | 301226.9939 | 1330.0138 | 1278.3217 | 1184.6719 |  | Technology Category Look Up Tables |  |  |  | Cost Category Values
[7 empty] | 1 | 2 | 3 | 4 | 1 | 2 | 3 | 4
Total Engineering Costs [$k] | 30.5 |  |  | 30.5 | 0 |  | Foundations | Monopile Foundation/Support Structure | Transitional Support Structure | Floating Platform Fabrication | 97892.6219 | 840941.6205 | 1261412.4307
Total Permitting Costs [$k] | 60.6 |  |  | 60.6 | 0 |  | Turbine Transportation | Turbine Transportation | Support Structure Installation Cost | Platform & Anchor Installation | 90796.035 | 90796.035 | 925035.7825
Total Ports and Staging Costs [$k] | 430.094 |  |  | 440.3878 | -10.2938 |  | Roads & Civil Work | Port and Staging Equipment | Support Structure Transportation | Platform Transportation | 153532.6507 | 56062.7747 | 70078.4684
Total Foundations Cost [$k] | 3602.1562 |  |  | 3714.8807 | -112.7245 |  | Turbine Assembly & Installation | Turbine Installation | Turbine Transportation | Turbine Transportation | 111781.9865 | 280313.8735 | 171559.3631
Total Electrical Costs [$k] | 1785.4062 |  |  | 1794.9321 | -9.5259 |  | Electrical Interface and Connections | Electrical Interface/Connect | Turbine Installation | Turbine Installation | 279383.5687 | 852661.5557 | 280313.8735
Total Vessels Costs [$k] | 3510.94 |  |  | 3527.2865 | -16.3465 |  | Engineering & Permits | Permits, Engineering, Site Assessment | Port and staging equipment | Port and staging equipment | 47777.2817 | 77710.1803 | 56062.7747
Total Decommissioning Costs [$k] | 946.111 |  |  | 946.7302 | -0.61918 |  |  | Personal Access Equipment | Electrical Interface/Connect | Electrical Interface/Connect |  | 65977.2296 | 951045.5813
Additional Capital Expenditures [$k] | 1130.3636 |  |  | 1148.2304 | -17.8669 |  |  | Scour Protection | Permits, Engineering, Site Assessment | Permits, Engineering, Site Assessment |  | 154172.6304 | 77710.1803
[9 empty] | Personal Access Equipment | Personal Access Equipment |  |  | 65977.2296
[5 empty] | 1017.2951 | 203.459 | Technology Category Look Up Tables 3: Scour Protection; Technology Category Look Up Tables 4: Scour Protection; Cost Category Values 3: 154172.6304
203.459
BALANCE OF STATION COST (BOS) | 11496.1709 | 2299.2342 |  | 11893.3369
0
Initial capital cost (ICC) | 13758.6002 | 303526.2281
Installed Cost per kW | 7203.4556 | 158914.2556
(cost in $)
Turbine Capital per kW sans BOS & Warranty | 1184.5179 | 157710.468
(cost in $)
Levelized Replacement Cost $ per year | 23.0189
O&M $ per turbine/yr | 61.6515
Land Lease Cost | 9.5119
CAPACITY FACTOR | 46.73%
Net ANNUAL ENERGY PRODUCTION Energy MWh (AEP) | 7819.4738 | 1563.8948 | 4093.9654
Fixed Charge Rate | 12%
COE $/kWh | 0.22003
COE of Turbine | 0.03472
COE Offshore Warranty | 0
COE of Foundation/Support Structure | 0.00046806
COE of Electrical Infrastructure | 0.027399
COE Misc BOS | 0.094676
COE Eng/Permits/Bonds | 0.05388
COE of LRC & Lease Cost | 0.0041602
COE of O&M | 0.0047306
Total COE | 0.22003
Discount Rate LCOE calculation
Discount Rate | 0.07
Construction Time (years) | 1
Project Lifetime (years) | 20
Amortization Factor | 0.097697
LCOE ($/kWh) | 0.17978
Note on B59: Because O&M is tax deductible, the final O&M value in the COE calculation is multiplied by 60% (1-40%, where 40% is the combined federal-state tax rate.)

## Cost & Mass Functions
Based on Combined Land Based-Offshore Turbine Cost Model. V2.01.12
Note: This Model Contains Proprietary or Wind Technology Protected Data, and Should Not Be Released Outside of the DOE/NREL/SNL, until Further Notice.
Primary Inputs from Input & Summary
Machine Rating | Rated Hub Power | Rotor Diameter | Hub Height | Blade Design | Tower Design | Drivetrain Design | Max Tip Speed | Service Crane | Air Density
1910 | 2117 | 96.9 | 82.7 | Advanced Design | Advanced Design | 1 | 80 | 1 | 1.1629
Note: All Mass is in Kilograms
PRINCIPLE TURBINE COMPONENTS AND SUBSYSTEMS
BLADE MASS & COST
Baseline Blade Design |  |  |  | Advanced Blade Design
Mass Coefficient |  | 0.1452 |  | Mass Coefficient |  | 0.4948
Mass Exponent |  | 2.9158 |  | Mass Exponent |  | 2.53
Baseline material cost as function of R^3 |  | Advanced material cost as function of R^3 |  | Labor Cost as function of R
slope | 0.40194 | slope | 0.40194 | Coefficient | 2.7445
intercept | -955.2427 | intercept | -21051.046 | Exponent | 2.5025
Blade Mass = Mass Coefficient * Rotor Radius ^Mass Exponent
Baseline Blade Cost = ((Baseline Material Slope*Radius^3 + Baseline Material Intercept)*Baseline Material Escalator + Labor Coefficient*(Radius^Labor Exponent)*Labor Escalator)/(1-0.28) (Per Blade)
Advanced Blade Cost = ((Advanced Material Slope*Radius^3 + Advanced Material Intercept)*Advanced Material Escalator + Labor Coefficient*(Radius^Labor Exponent)*Labor Escalator)/(1-0.28) (Per Blade)
Single Blade Mass = |  | 9082.8671 |  | 1.1263 | PPI Labor Escalator
Blade Cost Current $ = |  | 107664.6648 |  | 1.0363 | PPI Baseline Material Escalator
Rotor Current Year Cost = |  | 322993.9944 |  | 1.0752 | PPI Advanced Material Escalator
HUB MASS AND COST
Hub Mass Slope |  | 0.95403
Hub Mass Intercept |  | 5680.2722
Hub Cost Factor = |  | 4.25 | $/kg
Hub Mass = Slope * (blade mass/single blade) + Intercept
Hub Cost = Hub Cost Factor * Hub Mass
Hub Mass = |  | 14345.5579 | kg
Cost 2002 $ = |  | 60968.621
Cost Escalator = |  | 1.3926
Current Year Cost = |  | 84903.252
PITCH MECHANISM & BEARING
Bearing Mass Slope |  | 0.1295
Bearing Mass Intercept |  | 491.31
Bearing Housing Percentage |  | 32.8%
Total Mass System Offset |  | 555
Bearing Mass = Mass Slope * Total Blade Mass (3 blades) + Intercept
Total Pitch System Mass = Bearing Mass + Bearing Mass *Housing % + Total Mass Offset
Three blade mass = |  | 27248.6012 | kg
Pitch Bearing Mass |  | 4020.0039 | kg
Total Pitch Sys Mass = |  | 5893.5651 | kg
Bearing Cost Coefficient |  | 0.2106
Bearing Cost Exponent |  | 2.6576
Bearing Housing % |  | 128%
Bearing Cost = Bearing Cost Coefficient * Rotor Diameter^Bearing Cost Exponent
Total Pitch System Cost = Bearing Cost + Bearing Cost * Bearing Housing %
Bearing Cost 2002 $ = |  | 40023.2578 |  |  | 91253.0279
Bearing System Cost 2002 $ = |  | 91253.0279
Cost Escalator = |  | 1.3528
Current Year Cost = |  | 123442.8325
SPINNER, NOSE CONE
Nose Cone Mass Slope |  | 18.5
Nose Cone Mass Intercept |  | -520.5
Nose Cone Cost Factor |  | 5.57 | $/kg
Nose Cone Mass = Mass Slope * Rotor Diameter + Mass Intercept
Nose Cone Cost = Nose Cone Mass * Nose Cone Cost Factor
Nose Cone Mass = |  | 1272.15 | kg
Nose Cone Cost 2002 $ = |  | 7085.8755
Cost Escalator = |  | 1.0551
Current Year Cost = |  | 7476.3007
LOW SPEED SHAFT
Outside Diameter (m) |  | 0.72401
Inner Diameter (m) |  | 0.072401 | = Outer Shaft Diameter * 0.1
Length of Shaft (m) |  | 2.907 | = Rotor Diameter * 0.03
Mass of Shaft (kg) |  | 11641.1587 | = Volume of Low Speed Shaft * Steel Density * 1.25 (for flange mass)
Hollowness (H) |  | 1.0001 | = 1 / ( 1 - (Inner Diameter / Outer Diameter) ^ 4 )
Bending Moment |  | 347629.5003 | = Bending Load * Moment arm
Bending Load |  | 597917.9571 | = Mass of Rotor * Saftey factor of 1.25 * Gravitational Acceleration
Moment arm |  | 0.5814 | = Length of Low Speed Shaft / 5
Low Speed Shaft Outside Diamter =
Cost Coefficient |  | 0.0998
Cost Exponent |  | 2.8873
Low Speed Shaft Cost = Cost Coefficient * Rotor Diameter ^ Cost Exponent
Rotor Speed (rpm) |  | 15.7677
Rotor Weight (kg) |  | 48759.8742
Rotor Torque (Nm) |  | 1282108.125
LS Shaft Mass = |  | 11641.1587 | kg
Cost 2002 $ = |  | 54230.4468
Cost Escalator = |  | 1.5619
Current Year Cost = |  | 84704.2388
BEARINGS
Bearing 1st Coefficient |  | 0.00012267
Bearing 2nd Coefficient |  | -0.0003036
Bearing System Cost Factor |  | 17.6 | $/kg Covers Bearings and Housing
WindPACT Formula for Bearing Mass (Revised WindPACT Rotor Study)
Bearing Mass(kg) = 1st Coefficient*Rotor Diameter^3.5 + 2nd Coefficient * Rotor Diameter ^ 2.5
Bearing Housing Cost = Bearing Cost
Bearing System Cost = Total Bearing System Cost * Cost Factor
Bearing Mass = |  | 1070.5896 | kg
Housing Mass = |  | 1070.5896 | kg - Housing Mass is equal to Bearing mass
Combined Mass = |  | 2141.1791 | kg
Bearing Cost $2002 = |  | 18842.3761
Housing Cost $2002 = |  | 18842.3761
Combined Cost $2002 = |  | 37684.7522
Cost Escalator = |  | 1.3422
Cost in Current $ = |  | 50580.4209
GEARBOX | [8 empty] | DRIVE TRAIN EFFICIENCIES
Gearbox Mass Multiplier Look Up Table (Scaled Based on Torque) | [9 empty] | Design Option | 1 | 2 | 3 | 4
Design Option |  | 1 | 2 | 3 | 4 |  |  |  |  | Constant | 1.289% | 1.331% | 1.547% | 1.007%
Coefficient |  | 65.601 | 81.6397 | 129.1703 | 0 |  |  |  |  | Linear | 8.51% | 3.655% | 4.463% | 2%
Exponent |  | 0.759 | 0.7738 | 0.7738 | 0 |  |  |  |  | Quadratic | 0% | 6.107% | 5.79% | 6.899%
Gearbox Cost Multiplier Look Up Table
Design Option |  | 1 | 2 | 3 | 4
Coefficient |  | 16.45 | 74.101 | 15.257 | 0
Exponent |  | 1.2491 | 1.002 | 1.2491 | 0
Gearbox Mass = Mass Coefficient * Calculated Torque ^ Mass Exponent
Gearbox Cost = Cost Coefficient * Machine Rating ^ Cost Exponent
Calculated RPM = |  | 15.7677
Calculated Torque kNm = |  | 1282.1081
Gearbox Mass kgs = |  | 14990.8159 | kg
Gearbox Cost $2002 = |  | 206302.5905
Cost Escalator = |  | 1.3456
Gearbox Current Year $ = |  | 277609.3575
MECHANICAL BRAKE, HIGH SPEED COUPLING AND ASSOCIATED COMPONENTS
Cost Slope |  | 1.9894
Cost Intercept |  | -0.1141
Brake, Coupling Cost = Cost Slope * Machine Rating + Cost Intercept
Brake, Coupling Mass = Cost/10 $/kg
Brake Cost $2002 = |  | 3799.6399
Cost Escalator = |  | 1.0262
Brake Current Year $ = |  | 3899.3493
Brake Mass = |  | 379.964 | kg
GENERATOR
Generator Mass Look Up Table (1-3 Based on Rating - 4 Based on Torque)
Design Option |  | 1 | 2 | 3 | 4
Coefficient |  | 6.4737 | 10.5097 | 5.3429 | 37.684
Exponent |  | 0.9223 | 0.9223 | 0.9223 | 1
Generator Cost Coefficient Look Up Table
Design Option |  | 1 | 2 | 3 | 4
Coefficient ($/kW) |  | 65 | 54.7253 | 48.0296 | 219.3333
Generator Mass = Mass Coefficient * Machine Rating ^ Mass Exponent (All but Direct Drive)
Generator Mass = Mass Coefficient * Torque ^ Mass Exponent (Only Direct Drive)
Generator Cost = Machine Rating * Cost Coefficient
Calculated RPM = |  | 15.7677
Calculated Torque kNm = |  | 1282.1081
Generator Mass = |  | 6874.635 | kg
Generator Cost $2002 = |  | 124150
Cost Escalator = |  | 1.3124
Generator Current Year $ = |  | 162930.2359
VARIABLE SPEED ELECTRONICS
PE cost per kW |  | 79.32
Power Electronics Cost = Machine Rating * Cost Coefficient
PE Cost $ 2002 = |  | 151501.2
Cost Escalator = |  | 1.3182
PE Cost Current Year $ = |  | 199706.1273
YAW DRIVE & BEARING
Yaw Drive Mass Coefficient |  | 0.0009
Yaw Drive Mass Exponent |  | 3.314
Yaw Drive Cost Coefficient |  | 0.0339
Yaw Drive Cost Exponent |  | 2.9637
Total Yaw Drive Mass = 1.6 * (Mass Coefficient * Rotor Diameter ^ Mass Exponent)
Total Yaw System Cost = 2 * (Cost Coefficient * Rotor Diameter ^ Cost Exponent)
Yaw System Mass = |  | 5508.5778 | kg
Yaw System Cost $2002 = |  | 52251.3447
Cost Escalator = |  | 1.3937
Yaw Cost Current Year $ = |  | 72822.3268
MAINFRAME
Main Frame Mass
Rated Wind Speed (m/s) |  | 10.1686
Mass From Torque (kg) |  | 13493.9316 | = Bedplate Weight Factor * 0.00368 * Rotor Torque
Mass From Thrust (kg) |  | 3845.7314 | = 0.00158 * Bedplate Weight Factor * Max Thrust * Tower Top Diam
Mass From Rotor Weight (kg) |  | 8030.2077 | = 0.015 * Bedplate Weight Factor * Rotor Mass * Tower Top Diam
Mass From Area (kg) |  | 9148.7768 | = 100 * Bedplate Weight Factor * Bedplate Area
Total Mass (kg) |  | 34518.6475 | = Sum of Mass from: Torque, Thrust, Rotor Weight, and Area
Bedplate Weight Factor |  | 2.86
Tower Top Diameter (m) |  | 3.8389
Bedplate Area (m2) |  | 31.9887 | = (Bedplate Length)2 / 2
Bedplate Length (m) |  | 7.9986 | = 1.5874 * 0.052 * Rotor Diameter
Maximum Thrust (N) |  | 221691.4354
Axial Thrust Coefficient (Ct) |  | 0.5
Maximum Thrust (N) =
Mainframe Mass Look Up Table
Design Option |  | 1 | 2 | 3 | 4
Mass Coefficient |  | 34518.6475 | 1.2949 | 1.7208 | 18985.2561
Mass Exponent |  | 0 | 1.9525 | 1.9525 | 0
Mainframe Cost Look Up Table
Design Option |  | 1 | 2 | 3 | 4
Multiplier |  | 9.4885 | 303.96 | 17.923 | 627.28
Power |  | 1.9525 | 1.0669 | 1.6716 | 0.85
Mainframe Mass = Mass Coefficient * Rotor Diameter ^ Mass Exponent (Design Type 2 & 3)
Mainframe Cost = Cost Coefficient * Rotor Diameter ^ Cost Coefficient
Platforms and Railings = .125 * Mainframe Mass
Platform and Railing Cost = Mass * $8.7/kg
Base Hardware Cost = .7 * Total Mainframe Cost
Service Crane = $12,000 in $2002 ( Will Vary with Design)
Rotor Speed (rpm) |  | 15.7677
Rotor Weight (kg) |  | 48759.8742
Rotor Torque (Nm) |  | 1282108.125
Mainframe Mass = |  | 34518.6475 | kg
Nacelle Platforms = |  | 4314.8309 | kg
Service Crane = |  | 3000 | kg
Total Mainframe mass = |  | 41833.4784 | kg
Mainframe Cost $2002 = |  | 71695.9686
Nacelle Platforms $2002 = |  | 37539.0292
Service Crane $2002 = |  | 12000
Base Hardware $2002 = |  | 50187.178
All Mainframe Comp $2002 = |  | 171422.1759
Cost Escalator = |  | 1.3926
Total Cost Current Year $ = |  | 238717.8841
ELECTRICAL CONNECTIONS
Elec Connection Coefficient |  | 40 | $/kW
Electrical Connection Cost = Machine Rating * Electrical Connection Coefficient
Electrical Cost in $ 2002 = |  | 76400
Cost Escalator = |  | 1.7516
Total Cost Current Year $ = |  | 133822.6485
HYDRAULIC, COOLING SYSTEM COST
Hydraulic Mass Coefficient |  | 0.08 | kg/kW
Hydraulic Cost Coefficient |  | 12 | $/kW
Hydraulic System Mass = Mass Coefficient * Machine Rating
Hydraulic Cost = Cost Coefficient * Machine Rating
Hydraulic Mass = |  | 152.8 | kg
Hydraulic Cost in $ 2002 = |  | 22920
Cost Escalator = |  | 1.3578
Total Cost Current Year $ = |  | 31121.7647
NACELLE COVER
Nacelle Cost Slope |  | 11.537
Nacelle Cost Intercept |  | 3849.7
Nacelle Mass Coefficient |  | 0.11111 | kg/$ of Cost
Nacellec System Mass = Mass Coefficient * Nacelle Cost
Nacelle Cost = Cost Slope * Machine Rating + Cost Intercept
Nacelle Mass = |  | 2876.1522 | kg
Nacelle Cost in $ 2002 = |  | 25885.37
Cost Escalator = |  | 1.0551
Total Cost Current Year $ = |  | 27311.6301
LAND BASED CONTROL, SAFETY SYSTEM & CONDITION MONITORING
Land Based Control, Safety System Cost per turbine |  | 35000
Control Sys Cost in $ 2002 = |  | 35000
Cost Escalator = |  | 1.2349
Total Cost Current Year $ = |  | 43220.8784
OFFSHORE BASED CONTROL, SAFETY SYSTEM & CONDITION MONITORING
Offshore Control, Safety System Cost per turbine |  | 55900
Control Sys Cost in $ 2002 = |  | 55900
Cost Escalator = |  | 1.2349
Total Cost Current Year $ = |  | 69029.9173
TOWER
WindPACT baseline linear fit for 2002 technology; no mass reduction due to controls or twist-flap coupling.
Slope: |  | 0.39725
Intercept: |  | -1414.3819
WindPACT final design linear fit for advanced technology including twist-flap coupling and feedback control
Slope: |  | 0.26938
Intercept: |  | 1779.3282
Tower Cost Coefficient |  | 1.5 | $/kg
Mass = Slope * Swept Area * Hub Height + Intercept
Cost = Mass * Cost Coefficient
Tower Mass = |  | 166068.3586 | kg
Tower Cost in $ 2002 = |  | 249102.5379
Cost Escalator = |  | 1.5944
Total Cost Current Year $ = |  | 397166.0362
LAND BASED BALANCE OF STATION AND OPERATING COSTS
LAND BASED FOUNDATIONS
Foundation Cost Coefficient |  | 303.23
Foundation Cost Exponent |  | 0.4037
Foundation Cost = Cost Coefficient* (Hub Height*Swept Area)^Cost Exponent
Transportation Cost in $ 2002 = |  | 65656.0487
Cost Escalator = |  | 1.491
Total Cost Current Year $ = |  | 97892.6219
LAND BASED TRANSPORTATION
Transportation 1st Coefficient |  | 1.581e-05
Transportation 2nd Coefficient |  | -0.0375
Transportation Intercept |  | 54.7
Transportation Cost Factor $/kW = 1st Coefficient * Rating^2 + 2nd Coefficient * Rating + Intercept
Trasnportation Cost = Cost Factor * Rating
Transportation Cost in $ 2002 = |  | 77835.2905
Cost Escalator = |  | 1.1665
Total Cost Current Year $ = |  | 90796.035
LAND BASED ROADS & CIVIL
Roads & Civil 1st Coefficient |  | 2.17e-06
Roads & Civil 2nd Coefficient |  | -0.0145
Roads & Civil Intercept |  | 69.54
Roads, Civil works Cost Factor $/kW = 1st Coefficient * Rating ^2 + 2nd Coefficient * Rating + 69.54
Roads & Civil Cost = Cost Factor * Machine Rating
Roads & Civil Cost in $ 2002 = |  | 95044.2301
Cost Escalator = |  | 1.6154
Total Cost Current Year $ = |  | 153532.6507
LAND BASED ASSEMBLY & INSTALLATION
Assembly, Install Coefficient |  | 1.965
Assembly, Install Exponent |  | 1.1736
Assembly and Installation Cost = Assembly Coefficient* (Hub Height* Rotor Diameter)^Assembly Exponent
Assem & Install Cost in $ 2002 = |  | 74971.57
Cost Escalator = |  | 1.491
Total Cost Current Year $ = |  | 111781.9865
LAND BASED ELECTRICAL INTERCONNECTION
Elect Interface 1st Coefficient |  | 3.49e-06
Elect Interface 2nd Coefficient |  | -0.0221
Elect Interface Intercept |  | 109.7
Electrical Interface, Cost Factor $/kW = 1st Coefficient* Machine Rating^2 +2nd Coefficient * Rating + Intercept
Electrical Interface Cost = Cost Factor * Machine Rating
Elec Interface Cost in $ 2002 = |  | 153221.8598
Cost Escalator = |  | 1.8234
Total Cost Current Year $ = |  | 279383.5687
LAND BASED PERMITS & ENGINEERING
Permits & Eng 1st Coefficient |  | 0.000994
Permits & Eng 2nd Coefficient |  | 20.31
Permits and Engineering Cost =1st Coefficient* Machine Rating^2+2nd Coefficient*Machine Rating
Permits & Eng Cost in $ 2002 = |  | 42418.3114
Cost Escalator = |  | 1.1263
Total Cost Current Year $ = |  | 47777.2817
LAND BASED LEVELIZED REPLACEMENT (LRC) COST
LRC Cost Factor |  | 10.7 | $kW
LRC = LRC Cost Factor * Machine Rating
LRC Cost in $ 2002 = |  | 20437
Cost Escalator = |  | 1.1263
Total Cost Current Year $ = |  | 23018.9339
LAND BASED OPERATIONS AND MAINTENANCE
O&M Cost Factor |  | 0.007 | $kWh
Land Based O&M Cost = O&M Factor * Annual Energy Production
O&M Cost in $ 2002 = |  | 54736.3168
Cost Escalator = |  | 1.1263
Total Cost Current Year $ = |  | 61651.4977
LAND BASED LEASE COST
Land Based Lease Cost Factor |  | 0.00108 | $kWh
Land Based Lease Cost = Cost Factor * Annual Energy Production
Lease Cost in $ 2002 = |  | 8445.0317
Cost Escalator = |  | 1.1263
Total Cost Current Year $ = |  | 9511.9454
OFFSHORE BALANCE OF STATION AND OPERATING COSTS - ALL DEPTHS
OS MARINIZATION
% of Turbine & Tower Cost |  | 10%
OS Marinization = Cost Factor * Turbine and Tower Cost (Not Including BOS)
Total Cost Current Year $ = |  | 226242.9278
OS PORT & STAGING EQUIPMENT
Port & Staging Cost Factor |  | 20 | $kW
Port & Staging Equipment Cost = Cost Factor * Machine Rating
Port & Staging Cost in $ 2002 = |  | 38200
Cost Escalator = |  | 1.4676 | From 2003
Total Cost Current Year $ = |  | 56062.7747
OS PERMITS, ENG, SITE ASSESS
OS Permits, Eng, Cost Factor |  | 37 | $kW
OS Permits, Engineering, and Site Assessment = Cost Factor * Machine Rating
Permits, Eng Cost in $ 2002 = |  | 70670
Cost Escalator = |  | 1.0996 | From 2003
Total Cost Current Year $ = |  | 77710.1803
OS PERSONNEL ACCESS EQUIPMENT
Personnel Access Equipment |  | 60000 | per turbine
Access Eq Cost in $ 2002 = |  | 60000
Cost Escalator = |  | 1.0996 | From 2003
Total Cost Current Year $ = |  | 65977.2296
OS SCOUR PROTECTION
Scour Protection Cost Factor |  | 55 | $kW 2003
Scour Protection = Cost Factor * Machine Rating
Scour Protect Cost in $ 2003 = |  | 105050
Cost Escalator = |  | 1.4676 | From 2003
Total Cost Current Year $ = |  | 154172.6304
OS SURETY BOND
Surrety Bond % of ICC |  | 3%
Surrety Bond = Surrety % * ICC (Not including Surrety and Warranty)
Surrety Cost Current Year $ = |  | 412758.0047
OS WARRANTY PREMIUM
Warranty Premium % of Turbine & Tower |  | 15%
Warranty Premium = Warranty % * Turbine and Tower Cost
Warranty Cost Current Year $ = |  | 339364.3917
OS LRC
LRC Cost Factor |  | 17 | $kW in 2003
LRC = LRC Cost Factor * Machine Rating
LRC Cost in $ 2003 = |  | 32470
Cost Escalator = |  | 1.0996
Total Cost Current Year $ = |  | 35704.6774
OS O&M
O&M Cost Factor |  | 0.02 | $kWh
Offshore O&M Cost = O&M Factor * Annual Energy Production
O&M Cost in $ 2003 = |  | 156389.4764
Cost Escalator = |  | 1.0996
Total Cost Current Year $ = |  | 171969.0732
OS LEASE COST
Offshore Lease Cost Factor |  | 0.00108 | $kWh
Offshore Lease Cost = Cost Factor * Annual Energy Production
Lease Cost in $ 2002 = |  | 8445.0317
Cost Escalator = |  | 1.1263
Total Cost Current Year $ = |  | 9511.9454
OFFSHORE BALANCE OF STATION - SHALLOW WATER
OS SUPPORT STRUCTURE - SHALLOW
Support Structure Cost Factor |  | 300 | $kW in 2003
Support Structure Cost = |  | 573000 | in $ 2003
Cost Escalator = |  | 1.4676
Total Cost Current Year $ = |  | 840941.6205
OS TURBINE INSTALLATION - SHALLOW
Turbine Install Cost Factor |  | 100 | $kW in 2003
Turbine Installation Cost = |  | 191000 | in $ 2003
Cost Escalator = |  | 1.4676
Total Cost Current Year $ = |  | 280313.8735
OS TRANSPORTATION - SHALLOW- LAND BASED TRANSPORTATION OF EQUIPMENT TO ASSEMBLY SITE
OVER WATER TRANSPORTATION OF TURBINE IN INSTALLATION ABOVE
Transportation 1st Coefficient |  | 1.581e-05
Transportation 2nd Coefficient |  | -0.0375
Transportation Intercept |  | 54.7
Transportation Cost Factor $/kW = 1st Coefficient * Rating^2 + 2nd Coefficient * Rating + Intercept
Transportation Cost = Cost Factor * Rating
Transportation Cost in $ 2002 = |  | 77835.2905
Cost Escalator = |  | 1.1665
Total Cost Current Year $ = |  | 90796.035
OS ELECTRICAL INTERFACE - SHALLOW
OS Electrical Cost Factor |  | 260 | $kW in 2003
Electrical Interface Cost = |  | 496600 | in $ 2003
Cost Escalator = |  | 1.717
Total Cost Current Year $ = |  | 852661.5557
OFFSHORE BOS TRANSITIONAL DEPTH
OS SUPPORT STRUCTURE - TRANSITIONAL
Support Structure Cost Factor |  | 450 | $kW in 2003
Support Structure Cost = |  | 859500 | in $ 2003
Cost Escalator = |  | 1.4676
Total Cost Current Year $ = |  | 1261412.4307
OS SUPPORT STRUCTURE INSTALLATION - TRANSITIONAL
Suppt Struc Install Cost Factor |  | 330 | $kW in 2003
Installation Cost = |  | 630300 | in $ 2003
Cost Escalator = |  | 1.4676
Total Cost Current Year $ = |  | 925035.7825
OS SUPPORT STRUCTURE TRANSPORTATION - TRANSITIONAL
Marine Transport of Support Structure to Point of Installation
Struc Transport Cost Factor |  | 25 | $kW in 2003
Transport Cost = |  | 47750 | in $ 2003
Cost Escalator = |  | 1.4676
Total Cost Current Year $ = |  | 70078.4684
OS TURBINE TRANSPORT - TRANSITIONAL
Transport of Turbine To Load Out Site
Turbine Transport Cost Factor |  | 77 | $kW in 2002
Transport Cost = |  | 147070 | in $ 2002
Cost Escalator = |  | 1.1665
Total Cost Current Year $ = |  | 171559.3631
OS TURBINE INSTALL - TRANSITIONAL
Turbine Install Cost Factor |  | 100 | $kW in 2003
Transport Cost = |  | 191000 | in $ 2003
Cost Escalator = |  | 1.4676
Total Cost Current Year $ = |  | 280313.8735
OS ELECTRICAL-INTERFACE-CONNECT -TRANSITIONAL
OST Electrical Cost Factor |  | 290 | $kW in 2003
Electrical Interface Cost = |  | 553900 | in $ 2003
Cost Escalator = |  | 1.717
Total Cost Current Year $ = |  | 951045.5813
Note on D28: Baseline = WindPACT, Advanced = LM
Note on D130: Assumes Rear Bearing is located in gear box, for Planetary design (Design Type 1). Housing mass is equal to bearing mass. All other design types assume all bearings are part of gearbox or generator structure.
Note on D131: Assumes Rear Bearing is located in gear box, for Planetary design (Design Type 1). Housing mass is equal to bearing mass. All other design types assume all bearings are part of gearbox or generator structure.
Note on L141: Ben Maples: These values used for the Idealized Turbine in the AEP Input Output sheet.
Note on O141: Ben Maples: Based on a 6 generator drive train
Note on D142: Gearbox mass calculations for 3 stage planetary designs (Design Option 1) were developed by calculating torque for each of 4 different size designs from the WindPACT rotor study and plotting the torques against gearbox mass. This provided a power law curve based on torque.
Note on E142: Gearbox mass calculations for single stage designs with a medium speed generator (Design Option 2) were developed assuming the gearbox would also scale by torque with the same shape as the 3 stage planetary (thus using the same power). The multiplier was developed by ratioing the GEC single stage gearbox mass to the 3 stage planetary of the same rating. The Mainshaft and Main Bearings are incorporated into this design, where in option 1, they are separate.
Note on F142: Gearbox mass calculations for multi stage designs with multiple generators (Design Option 3) were developed assuming the gearbox would also scale by torque with the same shape as the 3 stage planetary (thus using the same power). The multiplier was developed by ratioing the Multi stage gearbox mass to the 3 stage planetary of the same rating. The Mainshaft and Main Bearings are incorporated into this design, where in option 1, they are separate.
Note on G142: No Gear box is used for the direct drive generator, so multipliers and power have been set to zero.
Note on D147: The Cost Factor for 3 stage planetary gearboxes (Design Option 1) was developed by plotting cost versus machine rating from the WindPACT Rotor Design Study. This provided a power law equation based on rating.
Note on E147: The Cost Factor for single stage gearboxes with medium speed generators (Design Option 2) was developed by plotting cost versus machine rating from the WindPACT GEC Drive Train Design Report, which provided cost estimates for three designs at different ratings. This provided a power law equation based on rating. From Curve Plotted Below
Note on F147: The Cost Factor for a multi stage gearboxes with high speed generators (Design Option 3) was developed by assuming the curve had the same shape (power) as the 3 stage planetary but a different multiplier. A new multiplier was developed by ratioing a multi drive gearbox to a 3 stage planetary of the same size. This ratio was taken once the two design had been converted to 2002 $. This provided a power law equation based on rating.
Note on G147: No Gear box is used for the direct drive generator, so multipliers and power have been set to zero.
Note on D178: Rotor Study: Generator Mass = 3.3*Rating(kw) + 471
Note on E178: Curve multiplier is based on ratio between GEC Mass and WindPACT planetary mass, with same shape exponent
Note on F178: Curve multiplier is based on ratio between a multi generator mass and planetary mass, with same shape exponent
Note on G178: Curve multiplier and exponent is based on torque vs mass calculated in section below
Note on D183: The Cost Factor for generators for 3 stage planetary drives (Design Option 1) was taken from the WindPACT Rotor Design Study. This multiplier assumes generators scale at at set $ amount per kW of rating. This formula was adjusted from 2002 $ to 2005$ using the PPI indexes for Generators.
Note on E183: The Cost Factor for generators for single stage drives with medium speed generators (Design Option 2) scales much the same as generators for planetary drives, on a $ per kW basis. This multiplier was developed as a ratio between the WindPACT medium speed generator and the WindPACT baseline planetary generators. This formula was adjusted from 2002 $ to 2005$ using the PPI indexes for Generators.
Note on F183: The Cost Factor for generators for multi generator drives (Design Option 3) scales the same as generators for planetary drives, on a $ per kW basis. This multiplier was developed as a ratio between the multi generator costs and the baseline planetary generators. This formula was adjusted from 2002 $ to 2005$ using the PPI indexes for Generators.
Note on G183: The Cost Factor for direct drive generators (Design Option 4) scales the same as generators for planetary drives, on a $ per kW basis. This multiplier was developed as a ratio between the WindPACT direct drive generator and the WindPACT baseline planetary generators. This formula was adjusted from 2002 $ to 2005$ using the PPI indexes for Generators.
Note on D201: Based on Wind Turbine Rating. From GEC WindPACT Drive Train Study. Based on Full power conversion, using back to back PWM modulated IGBT systems, as described in Appendix F "1.5 MW IGBT-IGBT Drive Pricing Estimate", page F.4-4.
Note on D235: BMaples: Modular= 2.86 Modular-advanced= 2.4 Integral= 0.71
Note on D236: BMaples: For Rotor Diameter: 0m<D<15m=0.3 15m<D<60m=0.07042*D-.715 60m<D=.01229*D+2.648
Note on D239: BMaples: Need more info on aerodynamic drag and thrust factors (see pg.35 of Sunderland report)
Note on D240: BMaples: Sources found with coefficients ranging from .1 to 1
Note on D247: Design Option 1, 3 stage gearbox. Data from above calculations, derived from the University of Sunderland's "Cost Modelling of Horizontal Axis Wind Turbines" 1994
Note on E247: Drive Trian Type 2, (Single Stage Drive Medium Speed Generator), is Generally self supporting and requires no Mainframe. However additional mass is associated with supports for ancilliary equipment in the Nacelle. Based on Comparison of Type 2 to Type 1 design in GEC Drive Train Study, Single Stage will be .58 of the Baseline (Page 13 - cost of Single PM Support Structure/Baseline Support Structure). Using the same factor (since cost and mass are a simple product relationship in WindPACT Rotor Study), then multiplier is therefore .58x.02=.00116. Will still follow a roughly cubic Power law.
Note on F247: Drive Trian Type 3, (Multi Generator), requires a limited mainframe. It is assumed to be a roughly cubic relationship like the Baseline. But multipliers are calculated from the ratio of the multiple generator drive to the baseline mass and cost.
Note on G247: Drive Trian Type 4, (Direct Drive), is Generally self supporting but still requires a limited bedplate. Based on Comparison of Type 4 to Type 1 design in NPS Drive Train Study, DD bedplate will be .55 of the Baseline (Page 9-1 - cost of DD 4 m/Baseline Bedplate). This assumes there is a direct linear relationship between cost and masss.
Note on D252: Design Option 1, Standard 3 stage Gearbox. Based on Mainframe vs Diameter Type 1
Note on E252: Drive Trian Type 2, (Single Stage Drive Medium Speed Generator), is Generally self supporting and requires no Mainframe. However additional costs are associated with supports for ancilliary equipment in the Nacelle. Multiplier and Power law developed from Type 2 Plot. Based on data from Drive train reports.
Note on F252: Drive Trian Type 3, (Multi Generator), requires a limited mainframe. Plot follows Type 3 Plot.
Note on G252: Drive Trian Type 4, (Direct Drive), is Generally self supporting but still requires a limited bedplate. Based on NPS Drive Train Report Data and Curve.
Note on B264: (Covers Miscellaneous brackets, bolts, fittings, supports, ladders etc.)
Note on D271: Calculated Using Lookup Table below, based on type of design.
Note on D273: Based on an LWST Report Service Crane is Roughly 3000 kgs
Note on D277: Based on LWST Cost onboard Service Crane is Approximately $12,000. (Clipper - Wind Technology Protected Data)
Note on B384: WindPACT Rotor Study (Malcolm & Hanson 2002) p. 14. Used for both Land Based and Offshore Transportation.
Note on B398: WindPACT Rotor Study (Malcolm & Hanson 2002) p. 14.
Note on B423: WindPACT Rotor Study (Malcolm & Hanson 2002) p. 14.
Note on B436: WindPACT Rotor Study (Malcolm & Hanson 2002) p. 14.
Note on B593: WindPACT Rotor Study (Malcolm & Hanson 2002) p. 14. Used for both Land Based and Offshore Transportation.

## Onshore vs Offshore (hidden)
Based on Combined Land Based-Offshore Turbine Cost Model. V2.01.12
Note: This Model Contains Proprietary or Wind Technology Protected Data, and Should Not Be Released Outside of the DOE/NREL/SNL, until Further Notice.
Differences between Onshore vs Offshore Cost Models
1) In Onshore Model LRC, O&M, Land Lease Costs are all modeled from the LWST Baseline Numbers defined in 2002
2) Onshore Model for Control, safety system Does not Include Condition Monitoring and Blade Monitoring System

## Blade Mass & Cost (hidden)
Based on Combined Land Based-Offshore Turbine Cost Model. V2.01.12
Note: This Model Contains Proprietary or Wind Technology Protected Data, and Should Not Be Released Outside of the DOE/NREL/SNL, until Further Notice. | [14 empty] | Note - Remove Clipper blade info before publishing these graphs. | [32 empty] | Note: The two figures below do not Contain Proprietary or Wind Technology Protected Data; these two figures could be published.
Blade material breakdown
Blades | [14 empty] | Blade Mass Computation
For details read this comment. |  |  | Plot Current Design Cost and Mass | [32 empty] | Baseline blade (From SAND2003-1428)
| From Input Page |  | R | R^3 | Cost | Mass | [8 empty] | Baseline blade design uses WindPACT baseline mass curve | [21 empty] | Fiberglass | Core | Resin | Adhesive | Root Studs
Input Rotor Diameter | 96.9 |  | 48.45 | 113731.6511 | 107944.1451 | 9082.8671 | [9 empty] | Multiplier | 0.1452 | [18 empty] | 32 m | 60% | 8% | 19% | 6% | 7%
Blade Technology | Advanced Design
| Outputs | 1.1263 | PPI Labor Escalator $2002 to Current | [12 empty] | Exponent | 2.9158 | [18 empty] | 52 m | 61% | 9% | 19% | 3% | 8%
Blade mass (kg) | 9082.8671 | 1.0363 | PPI Baseline Blade Material Escalator $2002 to Current | [32 empty] | 72 m | 60% | 10% | 19% | 2% | 9%
Blade Cost including material | 107944.1451 | 1.0752 | PPI Advanced Blade Material Escalator $2002 to Current | [11 empty] | Advanced blade design uses LM Glasfiber newest design
Rotor Cost (3 blades) | 323832.4354
[16 empty] | Multiplier | 0.4948 | [18 empty] | Average | 60.33% | 9% | 19% | 3.667% | 8%
[16 empty] | Exponent | 2.53
Advanced fiberglass blade with 120 stud root (from SAND2004-0074)
[37 empty] | Gel Coat | Mat | DB Glass | Spar Cap + TE | Balsa | Plexus/Resin | Buildup | Studs | Total
[37 empty] | 106 | 433 | 6592 | 6468 | 5096 | 674 | 384 | 240 | 19993 | lb
[37 empty] | 48.0808 | 196.4055 | 2990.0811 | 2933.8356 | 2311.5069 | 305.7213 | 174.1795 | 108.8622 | 9068.6729 | kg
[37 empty] | 0.5302% | 2.166% | 32.97% | 32.35% | 25.49% | 3.371% | 1.921% | 1.2% | 100%
Griffin, D. A. (2001) "WindPACT Turbine Design Scaling Studies Technical Area 1 - Composite Blades for 80-to 120- m Rotor." NREL/SR-500-29492
[15 empty] | Modeled Blade Weights, all data for TSRDesign = 7, CMax = 8% R, no parasitic weight | [20 empty] | Advanced fiberglass blade with 60 T-bolt root stud root (from SAND2004-0074)
[15 empty] | Rating | R | L | t/c = 27 % at max. chord |  |  |  | 7% Span Section | t/c = 33 % at max. chord | R^3 | [12 empty] | Gel Coat | Mat | DB Glass | Spar Cap + TE | Balsa | Plexus/Resin | Buildup | Studs | Total
[15 empty] | (MW) | (m) | (m) | W (kg) | Grav / Trq | Cap. Fac. | Grav / Trq | Cap. Fac. | W (kg) | [13 empty] | 106 | 433 | 6592 | 6468 | 5096 | 674 | 2768 | 550.2 | 22687.2 | lb
[15 empty] | 0.75 | 23.3 | 22.135 | 1851 | 0.87 | 1.76 | 1.1 |  | 1725 | 12649.337 | [12 empty] | 48.0808 | 196.4055 | 2990.0811 | 2933.8356 | 2311.5069 | 305.7213 | 1255.5438 | 249.5665 | 10290.7415 | kg
[15 empty] | 1.5 | 32.9 | 31.255 | 5017 | 1.18 | 1.39 | 1.5 |  | 4651 | 35611.289 | [12 empty] | 0.4672% | 1.909% | 29.06% | 28.51% | 22.46% | 2.971% | 12.2% | 2.425% | 100%
[15 empty] | 2 | 38 | 36.1 | 7597 | 1.34 | 1.26 | 1.71 |  | 7029 | 54872
[15 empty] | 2.3 | 40.8 | 38.76 | 9284 | 1.43 | 1.2 | 1.82 |  | 8580 | 67917.312 | [12 empty] | Baseline | Advanced fiberglass, T-bolt | Advanced fiberglass, 120 stud | average |  | 2004 PPI | 2005 PPI
[15 empty] | 3 | 46.6 | 44.27 | 13629 | 1.61 | 1.08 | 2.05 |  | 12571 | 101194.696 | [11 empty] | Fiberglass | 60.33% | 57.57% | 65.32% | 61.44%
[15 empty] | 4 | 53.8 | 51.11 | 20685 | 1.83 | 0.97 | 2.34 |  | 19057 | 155720.872 | [11 empty] | Core | 9% | 24.84% | 28.18% | 26.51%
[15 empty] | 5 | 60.2 | 57.19 | 28626 | 2.02 | 0.89 | 2.59 |  | 26334 | 218167.208 | [11 empty] | Resin/Adhesive | 22.67% | 2.971% | 3.371% | 3.171%
[36 empty] | Root Studs | 8% | 14.63% | 3.121% | 8.873%
Griffin, D. A. (2001) "WindPACT Turbine Design Scaling Studies Technical Area 1 - Composite Blades for 80-to 120- m Rotor." NREL/SR-500-29492
[15 empty] | L | R | Rating | W | Blade / | R^3
[15 empty] | (m) | (m) | (MW) | (kg) | Turbine | [16 empty] | Advanced carbon spar blade with 60 T-bolt root (from SAND2004-0074)
[15 empty] | 21 | 22.1053 | 675.1087 | 2100 | LM | 10801.5746 | [16 empty] | Gel Coat | Mat | DB Glass | Spar Cap | Root & TE | Balsa | Plexus/Resin | Buildup | Studs | Total
[15 empty] | 21.5 | 22.6316 | 707.6394 | 2650 | LM | 11591.6314 | [16 empty] | 107 | 435 | 6634 | 1802 | 3076 | 2768 | 680 | 550.2 | 240 | 16292.2 | lb
[15 empty] | 22.1 | 23.2632 | 747.6867 | 1600 | LM | 12589.4282 | [16 empty] | 48.5344 | 197.3127 | 3009.132 | 817.3735 | 1395.2502 | 1255.5438 | 308.4428 | 249.5665 | 108.8622 | 7390.0181 | kg
[15 empty] | 22.325 | 23.5 | 762.9886 | 1450 | V47 | 12977.875 | [16 empty] | 0.6568% | 2.67% | 40.72% | 11.06% | 18.88% | 16.99% | 4.174% | 3.377% | 1.473% | 100%
[15 empty] | 23.3 | 24.5263 | 831.0879 | 2800 | LM | 14753.5641
[15 empty] | 23.75 | 25 | 863.5 | 3540 | Z-50 | 15625 | [15 empty] | Advanced carbon spar blade with 120 stud root (from SAND2004-0074)
[15 empty] | 24.1 | 25.3684 | 889.1381 | 2400 | LM | 16326.0195 | [16 empty] | Gel Coat | Mat | DB Glass | Spar Cap | Root & TE | Balsa | Plexus/Resin | Buildup | Studs | Total
[15 empty] | 24.1 | 25.3684 | 889.1381 | 2600 | LM | 16326.0195 | [16 empty] | 107 | 435 | 6634 | 1802 | 3076 | 4695 | 680 | 384 | 240 | 18053 | lb
[15 empty] | 26.1 | 27.4737 | 1042.8363 | 4000 | LM | 20737.2282 | [16 empty] | 48.5344 | 197.3127 | 3009.132 | 817.3735 | 1395.2502 | 2129.6163 | 308.4428 | 174.1795 | 108.8622 | 8188.7036 | kg
[15 empty] | 31.35 | 33 | 1504.5624 | 3850 | V66 | 35937 | [16 empty] | 0.5927% | 2.41% | 36.75% | 9.982% | 17.04% | 26.01% | 3.767% | 2.127% | 1.329% | 100%
[15 empty] | 33.25 | 35 | 1692.46 | 5600 | TZ-1.5 | 42875
[15 empty] | 36.8 | 35 | 1500 | 6800 | LM | 42875
[15 empty] | 33.8 | 35.5789 | 1748.9142 | 7800 | LM | 45038.0195
[15 empty] | 34 | 35.7895 | 1769.6727 | 5600 | LM | 45842.2511
[15 empty] | 37.3 | 39.2632 | 2129.8684 | 6035 | LM | 60527.9102
Estimate total blade cost as a function of material cost, labor cost, and overhead. Overhead is computed as a percentage of total blade cost | [14 empty] | 38.8 | 40.8421 | 2304.616 | 8500 | LM | 68127.7994
TPI Composites, Inc. "Cost Study for Large Wind Turbine Blades: WindPACT Blade System Design Studies." SAND2003-1428. | [14 empty] | Commercial Blade Data (lmglasfiber.com, accessed 2/6/06):
Radius (m)* | Length (m) | Materials | Labor | Profit & Overhead | Other | Transportation | MW Rating | Weight (kg) | Material Cost | $/MW | $/kg | Total Blade Cost |  |  | L | D | R | R^3 | Rating | W | Blade /
32 | 30 | 30.68% | 36.78% | 21.58% | 4.28% | 6.68% | 1.4 | 4108 | 12241 | 85000 | 9.8 | 39898.957 |  |  | (m) | (m) | (m) |  | (MW) | (kg) | Turbine
52 | 50 | 35.88% | 31.08% | 21.38% | 4.78% | 6.88% | 4 | 18856 | 55523 | 115000 | 8.2 | 154746.3768 |  |  | 38.8 | 80 | 40 | 64000 | 2500 | 8700 | LM
72 | 70 | 37.9% | 28.5% | 21.2% | 5.6% | 6.8% | 7.6 | 50238 | 149079 | 155000 | 7.9 | 393348.285 |  |  | 43.8 | 90 | 45 | 91125 | 2300 | 10400 | LM | $410,880 (2002)
[15 empty] | 44.8 | 92 | 46 | 97336 | 2750 | 9980 | LM | $392,690 (2002)
[15 empty] | 48.3 | 100 | 50 | 125000 | 3000 | 9796 | LM
Blade component costs derived from material cost, material %, and total cost published in TPI report.; total cost excluding transportation and percent of cost other than material and labor computed. | [14 empty] | 54 | 110.8 | 55.4 | 170031.464 | 4200 | 12840 | LM | Future Blade, all glass, new root design
Radius^3 (m^3) | Radius (m) | Length (m) | Material Cost | Labor Cost | Profit Cost | Other Cost | Transportation Cost | Labor Hours | Labor $/hr | Cost - Transport | Overhead % |  |  |  | 61.5 | 126.3 | 63.15 | 251837.3059 | 5000 | 17700 | LM | Future Blade, includes some carbon, new root design
32768 | 32 | 30 | 12241 | 14674.8364 | 8610.1949 | 1707.6754 | 2665.2503 | 450 | 32.6107 | 37233.7066 | 27.71%
140608 | 52 | 50 | 55523 | 48095.1739 | 33084.7754 | 7396.8768 | 10646.5507 | 1200.9 | 40.0493 | 144099.8261 | 28.09% |  |  |  | TPI Composites (2004) "Innovative Design Approaches for Large Wind Turbine Blades Final Report" SAND 2004-0074
373248 | 72 | 70 | 149079 | 112104.2612 | 83389.8364 | 22027.504 | 26747.6834 | 2802.5 | 40.0015 | 366600.6016 | 28.76% |  |  |  | Tables 2.4 through 2.6, pp. 21, 22
[15 empty] | L | D | R | Rating | W | Material | Material Cost | Blade / |  | R^3
Baseline costs in 2002 $ for material costs and labor costs. Advanced blade material costs de-escalated from 2003$ to 2002$. | [14 empty] | (m) | (m) | (m) | (MW) | (kg) | Cost | Escalated 2005$ | Turbine
Baseline materials escalator | 1 |  | General inflation: | 1 |  | Advanced materials de-escalator |  | 1.0115 | [6 empty] | 50 | 104 | 52 | 2.4 | 9082.6364 | 33120 | 33500.9396 | E-glass blade, 120 stud root |  | 140608
Radius^3 (m^3) | Radius (m) | Length (m) | Material Cost | Labor Cost | Overhead % | Escalated Baseline Blade Cost |  | Baseline blade cost = (Blade material + labor)/(1-0.28) |  |  | Radius | Advanced R^3 | Escalated Advanced Material Cost | Advanced Blade Cost | 50 | 104 | 52 | 2.4 | 8203.6364 | 36834 | 37257.6573 | Carbon Blade, 120 stud root |  | 140608
32768 | 32 | 30 | 12241 | 14674.8364 | 27.71% | 37383.1061 |  | 39340.2356 |  |  | 50 | 125000 | 29191.1516 | 108871.2367 | 50 | 104 | 52 | 2.4 | 10307.1818 | 34911 | 35312.5393 | E-glass blade, 60 T-bolt root |  | 140608
140608 | 52 | 50 | 55523 | 48095.1739 | 28.09% | 143914.1304 |  | 152625.9355 |  |  | 52 | 140608 | 35464.5933 | 124642.6455 | 50 | 104 | 52 | 2.4 | 9428.2727 | 38625 | 39069.257 | Carbon Blade, 60 T-bolt root |  | 140608
373248 | 72 | 70 | 149079 | 112104.2612 | 28.76% | 362754.5295 |  | 377489.9532 |  |  | 72 | 373248 | 128971.3521 | 349506.6631
Baseline material cost as function of R^3 |  |  | Advanced material cost as function of R^3 |  |  | Labor Cost as function of R | [8 empty] | Malcolm, D.J., Hansen, A.C. (2002). "WindPACT Turbine Rotor Design Study." NREL/SR-500-32495
slope | 0.40194 |  | slope | 0.40194 |  | Multiplier | 2.7445 | [7 empty] | Mass and baseline costs from Table 6-2, p. 39; Final design costs from Table B-2, p. B-2.
intercept | -955.2427 |  | intercept | -21051.046 |  | Exponent | 2.5025 | [7 empty] | WindPACT Baseline and Final designs
[15 empty] | D | R | Rating | W | Blade | Basline | W | W | Material | Final | R^3
WindPACT baseline blade cost (NREL/SR-500-32495) | [14 empty] | (m) | (m) | (MW) | (kg) | Cost | Turbine | (kg) | (103 kg) | Cost | Turbine
Diameter (m) | Radius^3 | Radius (m) | Cost (2002 $) | [11 empty] | 50 | 25 | 0.75 | 1818 | 21358 | fiberglass | 868 | 0.868 | 14666.6667 | carbon/glass hybrid | 15625
50 | 15625 | 25 | 21358 | [11 empty] | 70 | 35 | 1.5 | 4230 | 49263.6667 | fiberglass | 2281 | 2.281 | 37333.3333 | carbon/glass hybrid | 42875
70 | 42875 | 35 | 49263.6667 | [11 empty] | 99 | 49.5 | 3 | 12936 | 145821.3333 | fiberglass | 5463 | 5.463 | 87333.3333 | carbon/glass hybrid | 121287.375
99 | 121287.375 | 49.5 | 145821.3333 | [11 empty] | 128 | 64 | 5 | 27239 | 301967.6667 | fiberglass |  |  |  |  | 262144
128 | 262144 | 64 | 301967.6667
Clipper manufacturer supplied, proprietary information from LWST subcontract submittals (provided by Alan Laxson).
Known blade cost | [15 empty] | D | R | Rating | W | Blade | Blade / | R
Diameter (m) | Radius^3 | Radius (m) | Cost ($) | [12 empty] | (m) | (m) | (MW) | (kg) | Cost | Turbine
93 | 100544.625 | 46.5 | 99900 | Clipper - 2004 $ | [11 empty] | 93 | 46.5 | 2.5 | 10000 |  | fiberglass | 100544.625
89.5 | 89614.6719 | 44.75 | 136960 | LM - quote for Clipper - 2002 $
92.5 | 98931.6406 | 46.25 | 130896.6667 | LM - quote for Clipper - 2002 $ | [10 empty] | NREL Offshore Baseline 5 MW turbine from Jason Jonkman (NRELOffshrBsline5MW.xls)
[16 empty] | D | R | Rating | W | Blade | Blade / |  | R^3
[16 empty] | (m) | (m) | (MW) | (kg) | Cost | Turbine
[16 empty] | 120 | 60 | 5 | 21170 |  | GEC | WindPACT 5A02 (HH lowered to 100m) | 216000
[16 empty] | 128 | 64 | 5 | 27812 |  | GEC | WindPACT 5A04 (HH lowered to 100m) | 262144
[16 empty] | 118 | 59 | 5 | 13813 |  | Garrad Hassan | RECOFF | 205379 |  |  |  | Generator tech | Diameter | Radius | Radius^3 | Swept Area (m2) | Rotor Mass (metric tons) (from Cost Summary sheet) | Blade Mass (kg) | Nacelle Mass (metric tons) | Tower Top Mass (metric tons)
[16 empty] | 129 | 64.5 | 6 | 17905 |  | TU Delft | DOWEC | 268336.125 |  |  | 5 MW | Planetary | 126 | 63 | 250047 | 12468.9812 | 87.596 | 17650.67 | 134.591 | 17872.857
[16 empty] | 116 | 58 | 5 | 16500 |  | Multibrid | M5000 | 195112 |  |  |  | Direct Drive | 126 | 63 | 250047 | 12468.9812 | 87.596 | 17650.67 | 167.811 | 17906.077
[16 empty] | 126 | 63 | 5 | 17740 |  | REpower | 5M | 250047 |  |  | 10 MW | Planetary | 149 | 74.5 | 413493.625 | 17436.6246 | 129.707 | 26976.47 | 230.806 | 27336.983
[27 empty] | Direct Drive | 149 | 74.5 | 413493.625 | 17436.6246 | 129.707 | 26976.47 | 277.977 | 27384.154
Gamesa website (viewed April 2008).
[16 empty] | D | R | Rating | W | Blade | Blade / |  | R^3 | IEC Class
[16 empty] | (m) | (m) | (MW) | (kg) | Cost | Turbine
[16 empty] | 52 | 25.3 | 0.85 | 1900 |  | Gamesa | G52 | 16194.277 | IA | Epoxy reinforced glass fiber
[16 empty] | 58 | 28.3 | 0.85 | 2400 |  | Gamesa | G58 | 22665.187 | IIIB | Epoxy reinforced glass fiber
[16 empty] | 80 | 39 | 2 | 6500 |  | Gamesa | G80 | 59319 | IA | Glass fiber reinforced with epoxy resin
[16 empty] | 83 | 40.5 | 2 | 7300 |  | Gamesa | G83 | 66430.125 | IIA | Preimpregnated epoxy glass fiber
[16 empty] | 87 | 42.5 | 2 | 6150 |  | Gamesa | G87 | 76765.625 | IIA | Preimpregnated epoxy glass fiber + carbon fiber
[16 empty] | 90 | 44 | 2 | 5800 |  | Gamesa | G90 | 85184 | IIIA | Preimpregnated epoxy glass fiber + carbon fiber
Note on A5: mhand: Blade Mass Relationship The blade mass relationships were developed using WindPACT scaling study designs. The WindPACT static load design was also used by TPI in their blade cost scaling study. The static load design used IEC Class I wind conditions while the WindPACT baseline designs used IEC Class II wind conditions. Industry data is shown for comparison. It appears that typical, 2002 technology blades follow the WindPACT baseline design. LM Glasfiber has a new line of blades that take advantage of a lower weight root design. Carbon is included in the 61.5 m blade, but apparently it is not included in the other two, lower-weight blades. TPI performed an innovative blade design study which used several technology improvement to reduce blade weight. These designs were based on an IEC Class III wind condition, and the resulting weight is slightly lower than the commercially available LM blade of comparable length. The TPI study produced two blade designs using flat back airfoils: one was all fiberglass, the other included a carbon fiber spar. The study also developed two root designs: one used 120 studs, the other used 60 T-bolts. The four permutations of blade shell and root design result in blades of similar mass and cost. The use of carbon has not been isolated from other blade improvements, such as root design and airfoil selection. At this time, only one "advanced" blade curve seems appropriate, and this curve represent combinations of technology enhancements that may or may not include carbon. However, at some blade length, these improvements must include carbon to provide the necessary stiffness to avoid extreme blade deflection. This length is not yet identified. Also, the advanced blade technology should probably not be used for rotors less than 100 m. The baseline blade mass relationship was selected to follow the WindPACT baseline design curve; the advanced blade mass relationship was selected to follow the LM Glasfiber design curve. Blade Cost Relationship The blade costs were developed using the TPI blade cost scaling report (SAND2003-1428). This study investigated the scaling effects of materials, labor, profit & overhead, other costs such as tooling, and transportation. Because this cost model does not include transportation of the blades in the turbine capital cost, the transportation portion of blade cost was excluded. It was assumed that the profit, overhead, and other costs were a percentage of the material and labor costs. On average this amounted to 28% over all blade lengths studied. The blade cost was then computed as the sum of the material costs and labor costs divided by (1-0.28) such that the other costs were maintained at 28% of the total blade cost. It was assumed that the labor costs would scale the same for the baseline blade and for the advanced blade. Two cost curves were created for the blade materials representing the baseline design and the advanced design. Using a power law relationship introduced significant deviation from a curve fit of the total cost so a linear relationship between cost and R^3 was developed for the baseline blade material cost. It was assumed that the advanced blade cost would scale with the baseline cost. Although the mass curves scale differently between the baseline and advanced blades, this simplifying assumption was made because the baseline cost did not scale exactly the same as the mass. The cost estimate for the advanced blade consists of the average of the four cost estimate for the four different blade designs from the TPI innovative study. Due the lack of cost data associated with the advanced blade designs, the scaling was assumed to follow the baseline blade material cost. Note that the advanced blade cost is not in any way related to the advanced blade mass based on LM blades. Cost escalation to 2005 dollars The TPI cost scaling study was done using 2002 dollars. The blade material components were specifically presented for the three blade lengths studied. The average composition was determined, and grouped into fiberglass, resin & adhesive, core, and studs. These four components were related to NAICS data, and the costs were escalated using the methodology developed for LWST. The TPI innovative blade design study used costs in 2003 dollars. The blade composition was also presented for the four blade designs, but for the escalation only the two fiberglass blades were examined. The average of the two blade compositions was determined and grouped into the four categories for the baseline blade design. The four blade costs were escalated with the same composite escalator and averaged together to provide the single advanced blade cost estimate. Although the two blade designs that used carbon fiber spars would not escalate similarly to the fiberglass blades, this assumption was made to keep the relative difference between them. Again, the scarcity of cost data for the advanced blade design introduces significant uncertainty in the cost scaling estimate, but this provides an initial comparision. Once better data is available to distinguish between blade technology improvements, the advanced blade model should be expanded into several models representing these different technologies.
Note on B12: Baseline = WindPACT, advanced = LM
Note on A55: mhand: This study designed blades for IEC Class I, manufacturing plants using SCRIMP technology, and included transportation, development costs, profit, and overhead. A primary conclusion was that blade costs could best be reduced by reducing material costs and labor costs. The total blade cost was determined using the component percentages from Table 5.1 and the blade material cost from Table 2.9. All baseline technology costs are in 200 dollars
Note on A56: mhand: * do we have a relationship for hub diameter as a function of blade length?
Note on A62: mhand: The material cost, labor cost, profit, other and transportation costs are computed using the percentages from Table 5.1 and the total blade cost computed above. Transportation is not included in this blade cost estimate. The overhead (profit and other, excluding transportation) as a percentage of total blade cost (excluding transportation) is computed. It is assumed that the overhead proportion is the same for baseline and advanced blade technology.
Note on G70: mhand: This baseline blade cost is escalated directly from the costs in this table.
Note on I70: mhand: This cost is determined using the curve fits shown below and in the plots. The curve fits are developed using escalated costs. The linear fit to the material cost provides a better duplication of the total blade cost than using power law fits.
Note on N70: mhand: The advanced blade material costs are computed using the escalated average of the four TPI innovative blade costs. It is assumed that the material cost scales similarly to the baseline material cost so the slope is identical.
Note on R96: jjonkman: This is the rotor diameter assuming no precone
Note on R97: jjonkman: From: http://www.multibrid.com/download/Datenblatt_M5000_eng.pdf
Note on T97: jjonkman: From: http://www.multibrid.com/download/Datenblatt_M5000_eng.pdf
Note on U97: jjonkman: From: http://www.multibrid.com/download/Datenblatt_M5000_eng.pdf
Note on R98: jjonkman: From: http://www.repower.de/typo3/fileadmin/download/produkte/5m_uk.pdf (this is the rotor diameter assuming no precone)
Note on T98: jjonkman: From: http://www.repower.de/typo3/fileadmin/download/produkte/5m_uk.pdf
Note on U98: jjonkman: From: http://www.lmglasfiber.dk/UK/Products/Wings/ProductOverView/50000kw.htm

## Hub Mass & Cost (hidden)
Based on Combined Land Based-Offshore Turbine Cost Model. V2.01.12
Note: This Model Contains Proprietary or Wind Technology Protected Data, and Should Not Be Released Outside of the DOE/NREL/SNL, until Further Notice.
Hub Mass and Cost Based on 2002 WindPACT Rotor Study and protected manufacturer data. For details read comment.
From Input Page
Input Rotor Diameter |  | 96.9 |  |  | Plot Current Design of Hub Mass and Rotor Mass
Blade (3) Mass from Cost Sheet |  | 27248.6012 |  |  | Diameter | Cost | Blade Mass | Hub Mass | Rotor Mass (from Cost Summary sheet)
[5 empty] | 96.9 | 84903.252 | 9082.8671 | 14345.5579 | 48.7599
Outputs
Calculated Mass kgs |  | 14345.5579
2002 $kg for Casting |  | 4.25 | 1.3926 | PPI Escalator $2002 to Current
Hub Cost Current Year $ |  | 84903.252 | 2010 | = Current Year'
Hub Data
Rotor Diameter | Blade Mass - single blade - kg | Blade Mass 3 blades kg | WindPACT Rotor Study- Task #5 Final Design, Baseline Design kg | Actual Mass Usually protected data kg
46 | 3133.3333 | 9400 |  | 2000 | Manufacturer data
70.5 | 4648.6667 | 13946 |  | 15000
77 | 6066.6667 | 18200 |  | 15000
93 | 10000 | 30000 |  | 15625
99 | 12679.3333 | 38038 |  | 15625
50 | 868 | 2604 | 2464 |  | WindPACT Task #5 Final Design
70 | 2281 | 6843 | 8063
99 | 5463 | 16389 | 21270
50 | 1818 | 5454 | 5086 |  | WindPACT Baseline Design
70 | 4230 | 12690 | 15104
99 | 12936 | 38808 | 50124 | [6 empty] | NREL Cost Model (060327) | Baseline blades | Advanced blades | Baseline blades | Advanced blades |  | NREL 5 MW Baseline - from J. Jonkman summary sheet
128 | 27239 | 81717 | 101014 | [6 empty] | Diameter | Rotor Mass (metric tons) | Rotor Mass (metric tons) | mass/swept area | mass/swept area |  | Diameter | Rotor Mass (uses advanced blades) | Nacelle Mass | mass/swept area | Rating/Swept Area
[10 empty] | 60 | 20 |  | 7.0736 |  |  | 126 | 110 | 240 | 8.8219 | 400.9951
[10 empty] | 80 | 37.3 |  | 7.4206
Hub Mass Slope | 0.95403 | [8 empty] | 100 | 65.2 | 50.8 | 8.3015 | 6.4681 |  | Note: 3 MW baseline will follow baseline blade curve from NREL cost model.
Hub Mass Intercept | 5680.2722 | [8 empty] | 120 | 106.2 | 76.6 | 9.3901 | 6.7729
[10 empty] | 130 | 132.3 | 92.3 | 9.9674 | 6.9538
Siemens website (http://www.powergeneration.siemens.com/en/windpower/products/index.cfm, accessed 060310)
[10 empty] | Siemens | 2.3 MW MkII |  |  |  | 2.3 MW VS |  |  | 3.6 MW |  | 1.3 MW
[10 empty] | Power Rating | 2.3 |  |  |  | 2.3 |  |  | 3.6 |  | 1.3
[10 empty] | Rotor Diameter | 93 |  |  |  | 82.4 |  |  | 107 |  | 62
[10 empty] | Hub height | 70 | 80 | 60 | 60 | 80 | 60 | 60 | 80 | 100 | 45 | 49 | 60 | 68
[10 empty] | Tower Mass | 134 | 162 | 81 | 98 | 158 | 81 | 98 | 250 | 350 | 48 | 54 | 75 | 94
[10 empty] | Rotor Mass | 60 |  |  |  | 54 |  |  | 95 |  | 30
[10 empty] | Rotor Mass/Swept Area | 8.8327 |  |  |  | 10.1263 |  |  | 10.5649 |  | 9.9368
[10 empty] | Rating/Swept Area | 338.5884 |  |  |  | 431.304 |  |  | 400.3548 |  | 430.5961
[10 empty] | Nacelle, excluding rotor | 60 |  |  |  | 82 |  |  | 125 |  | 47
[10 empty] | Vestas sales brochures downloaded from website 3/10/06 (http://www.vestas.com/uk/Products/download/download_UK2.asp) | [17 empty] | 170 | 10
[10 empty] | Vestas | V80 |  |  |  | V82 |  |  |  | V90 | V90 |  |  |  | V100 | V120 |  |  | 440.5673
[10 empty] | Power Rating | 2 |  |  |  | 1.65 |  |  |  | 1.8 | 3 |  |  |  | 2.75 | 4.5
[10 empty] | Rotor Diameter | 80 |  |  |  | 82 |  |  |  | 90 | 90 |  |  |  | 100 | 120
[10 empty] | Hub Height | 60 | 67 | 78 | 100 | 59 | 68.5 | 70 | 78 | 80 | 65 | 80 | 90 | 105 | 100 | 90
[10 empty] | Tower Mass (IEC Class II A) | 125 | 145 | 200 | 225 |  |  |  |  | 150 |  |  | 170 | 285 |  | 220
[10 empty] | Tower Mass (IEC Class I A) | 130 | 160 | 205 | [6 empty] | 100 | 160
[10 empty] | Tower Mass (IEC Class IIB) |  |  |  |  | 72 | 103 | 106 | 127
[10 empty] | Rotor Mass | 37 |  |  |  | 43 |  |  |  | 38 | 41 |  |  |  | 44 | 75
[10 empty] | Rotor Mass/Swept Area | 7.3609 |  |  |  | 8.1424 |  |  |  | 5.9732 | 6.4448 |  |  |  | 5.6023 | 6.6315
[10 empty] | Rating/Swept Area | 397.8874 |  |  |  | 312.4398 |  |  |  | 282.9421 | 471.5702 |  |  |  | 350.1409 | 397.8874
[10 empty] | Nacelle | 67 |  |  |  | 52 |  |  |  | 68 | 70 |  |  |  | 70 | 145
Clipper - provided by Alan Laxson
[10 empty] | Power Rating | 2.5
[10 empty] | Rotor Diameter | 93
[10 empty] | Hub Height | 80 | 73.5
[10 empty] | Tower Mass (IEC Class IIA) | 204 | 181.5
[10 empty] | Rotor Mass | 53.593
[10 empty] | Rotor Mass/Swept Area | 7.8896
[10 empty] | Rating/Swept Area | 368.0309
[10 empty] | Nacelle Mass | 70.556
Malcolm, D.J., Hansen, A.C. (2002). "WindPACT Turbine Rotor Design Study." NREL/SR-500-32495
[10 empty] | WindPACT Rotor Study | Baseline |  |  |  | Task #5 Final
[10 empty] | Power Rating | 0.75 | 1.5 | 3 | 5 | 0.75 | 1.5 | 3
[10 empty] | Rotor Diameter | 50 | 70 | 99 | 128 | 50 | 70 | 99
[10 empty] | Hub Height | 60 | 84 | 119 | 154 | 60 | 84 | 119
[10 empty] | Tower Mass | 46.44 | 122.522 | 367.61 | 784.101 | 29.054 | 94.869 | 246.992
[10 empty] | Rotor Mass | 12.381 | 32.016 | 101.319 | 209.407 | 6.063 | 17.882 | 49.498
[10 empty] | Rotor Mass/Swept Area | 6.3056 | 8.3192 | 13.1623 | 16.2735 | 3.0879 | 4.6465 | 6.4302
[10 empty] | Rating/Swept Area | 381.9719 | 389.7672 | 389.7274 | 388.5619 | 381.9719 | 389.7672 | 389.7274
[10 empty] | Nacelle Mass | 20.905 | 52.839 | 132.598 | 270.669 | 19.143 | 45.917 | 111.868
Gamesa - Gamesa sales brochures downloaded from website April 2008
[10 empty] | Gamesa | G52 |  |  |  | G58 |  |  |  | G80 |  |  |  | G83 |  | G87
[10 empty] | Power Rating | 0.85 |  |  |  | 0.85 |  |  |  | 2 |  |  |  | 2 |  | 2
[10 empty] | Rotor Diameter | 52 |  |  |  | 58 |  |  |  | 80 |  |  |  | 83 |  | 87
[10 empty] | Hub height | 49 | 55 | 65 | 74 | 55 | 60 | 65 | 71 | 60 | 67 | 78 | 100 | 67 | 78 | 67 | 78 | 100
[10 empty] | Tower Mass | 53 | 62 | 79 | 91 | 52 | 62 | 79 | 86 | 127 | 145 | 201 | 283 | 153 | 203 | 153 | 203 | 242
[10 empty] | Rotor Mass | 10 |  |  |  | 12 |  |  |  | 38 |  |  |  | 40.5 |  | 37
[10 empty] | Rotor Mass/Swept Area | 4.7087 |  |  |  | 4.5419 |  |  |  | 7.5599 |  |  |  | 7.4853 |  | 6.2241
[10 empty] | Rating/Swept Area | 400.2417 |  |  |  | 321.7163 |  |  |  | 397.8874 |  |  |  | 369.6442 |  | 336.4353
[10 empty] | Nacelle, excluding rotor | 23 |  |  |  | 23 |  |  |  | 70 |  |  |  | 70 |  | 70
[10 empty] | Company | (-) | GEC | GEC | Garrad Hassan | TU Delft | Multibrid | REpower
[10 empty] | Project | (-) | WindPACT 5A02 (HH lowered to 100m) | WindPACT 5A04 (HH lowered to 100m) | RECOFF | DOWEC | M5000 | 5M
[10 empty] | Rated Power | MW | 5 | 5 | 5 | 6 | 5 | 5
[10 empty] | Rotor Diameter | m | 120 | 128 | 118 | 129 | 116 | 126
[10 empty] | Blade Length | m | 57 | 60.8 | 57 | 62.7 | 57 | 61.5
[10 empty] | Hub Diameter | m | 6 | 6.4 | 4 | 3.6 |  | 3
[10 empty] | Hub Height | m | 100 | 100 | 80 | 91.4 | 85 | 90 - 100
[10 empty] | Blade Mass | kg | 21170 | 27812 | 13813 | 17905 | 16500 | 17740
[10 empty] | Hub Mass | kg | 109345 | 125970 | 50000 | 30000 | 58200 | 56780
[10 empty] | Rotor Mass | Tonnes | 172.855 | 209.406 | 91.439 | 83.715 | 107.7 | 110
[10 empty] | Rotor Mass/Swept Area | T/m^2 | 15.2837 | 16.2734 | 8.3614 | 6.4052 | 10.1908 | 8.8219
[10 empty] | Rating/Swept Area |  | 442.0971 | 388.5619 | 457.2104 | 459.0732 | 473.1122 | 400.9951
[10 empty] | Nacelle Mass | Tonnes | 246626 | 270669 | 250000 | 187952 | 194090 | 240000
[10 empty] | Tower Top Mass | Tonnes | 419481 | 480075 | 341439 | 271667 | 301790 | 350000
[11 empty] | AMSC Model | Diameter | Radius | Radius^3 | Swept Area (m2) | Rotor Mass (metric tons) (from AMSC mass sheet) | Rotor Mass/Swetp Area | Rating/Swept Area | Nacelle Mass (metric tons) | Tower Top Mass (metric tons)
[11 empty] | 3.1 | 115 | 57.5 | 190109.375 | 10386.8907 | 58.502 | 5.6323 | 481.376 | 134.591 | 0
[11 empty] | 6 | 127.4 | 63.7 | 258474.853 | 12747.6091 | 108.967 | 8.548 | 392.2304 | 167.811 | 680.1013
[11 empty] | 8 | 138 | 69 | 328509 | 14957.1226 | 138.101 | 9.2331 | 668.5778 | 230.806 | 677.5564
[11 empty] | 10 | 149 | 74.5 | 413493.625 | 17436.6246 | 145.892 | 8.367 | 573.5055 | 277.977 | 1046.7179
Note on A4: The WindPACT rotor study scaled the hub mass according to the membrane stress due to the static analysis peak blade root moment at the opening as a function of sphere diameter, opening diameter, and shell thickness. A scale factor of 2.5 was used initially but was revised to 1.92 during the study. All data presented in the Rotor Study report (Malcolm and Hansen 2002) used 1.92. In this cost model, the relationship between blade mass and hub mass was determined. Using the WindPACT study, this relationship produced hub masses that exceed those obtained from industry partners under protected circumstances. Most manufacturers offer a range of turbine diameters on presumably the same hub. The relationship developed here uses the blade mass as calculated using the baseline relationship from the Blade Mass and Cost sheet for those blades for which actual data was not provided. The manufacturer data show much less sensitivity between hub mass and blade mass compared to the WindPACT study. Although the fit is poor, it is currently used to compute the hub mass as a function of blade mass.
Note on C11: Mass developed using blade mass to hub mass equation below. Adjusted to Clipper actual data by factoring calculated hub mass for Clipper to actual Clipper Hub Mass. See Equation on Chart Below.
Note on C12: 2002 Cost of $4.25 kg, based on WindPACT Rotor Study
Note on E17: Mass of CART-3 hub from Z46 turbine.
Note on C18: Mass obtained during Lamar Field Test experiment. It falls on baseline blade mass / blade radius curve. Protected data.
Note on E18: Average of hub mass values obtained during Lamar Field Test Experiment. Protected data.
Note on C19: Mass computed using baseline blade mass / blade radius relationship.
Note on E19: Assume same hub for larger diameter turbine. Protected data.
Note on C20: From Protected Clipper Data
Note on E20: From protected Clipper data.
Note on C21: Mass computed using baseline blade mass/blade radius relationship
Note on E21: Assuming same hub for larger diameter turbine. From Protected Clipper data.
Note on A22: WindPACT Task #5 Final design values.
Note on A25: WindPACT Baseline design values
Note on S40: mhand: Offshore
Note on V40: mhand: Offshore
Note on AD53: mhand: Site specific design so no IEC class listed.
Note on U101: BMaples: Source: http://www.eow2007proceedings.info/allfiles2/18_Eow2007fullpaper.pdf

## Nacelle Mass (hidden)
Based on Combined Land Based-Offshore Turbine Cost Model. V2.01.12
Note: This Model Contains Proprietary or Wind Technology Protected Data, and Should Not Be Released Outside of the DOE/NREL/SNL, until Further Notice.
Hub Mass and Cost Based on 2002 WindPACT Rotor Study and protected manufacturer data. For details read comment.
From Input Page
Input Rotor Diameter |  | 96.9 |  |  | Plot Current Design of Nacelle Mass
Blade (3) Mass from Cost Sheet |  | 27248.6012 |  |  | Diameter | Cost | Blade Mass | Hub Mass | Rotor Mass (from Cost Summary sheet) | Nacelle Mass
[5 empty] | 96.9 | 84903.252 | 9082.8671 | 14345.5579 | 48.7599 | 86.3988
Outputs
Calculated Mass kgs |  | 14345.5579
2002 $kg for Casting |  | 4.25 | 1.3926 | PPI Escalator $2002 to Current
Hub Cost Current Year $ |  | 84903.252 | 2010 | = Current Year'
Hub Data
Rotor Diameter | Blade Mass - single blade - kg | Blade Mass 3 blades kg | WindPACT Rotor Study- Task #5 Final Design, Baseline Design kg | Actual Mass Usually protected data kg
46 | 3133.3333 | 9400 |  | 2000 | Manufacturer data
70.5 | 4648.6667 | 13946 |  | 15000
77 | 6066.6667 | 18200 |  | 15000
93 | 10000 | 30000 |  | 15625
99 | 12679.3333 | 38038 |  | 15625
50 | 868 | 2604 | 2464 |  | WindPACT Task #5 Final Design
70 | 2281 | 6843 | 8063
99 | 5463 | 16389 | 21270
50 | 1818 | 5454 | 5086 |  | WindPACT Baseline Design
70 | 4230 | 12690 | 15104
99 | 12936 | 38808 | 50124 | [8 empty] | NREL 5 MW Baseline - from J. Jonkman summary sheet
128 | 27239 | 81717 | 101014 | [8 empty] | Diameter | Rotor Mass (uses advanced blades) | Nacelle Mass
[12 empty] | 126 | 110 | 240
Hub Mass Slope | 0.95403 | [10 empty] | Note: 3 MW baseline will follow baseline blade curve from NREL cost model.
Hub Mass Intercept | 5680.2722
Siemens website (http://www.powergeneration.siemens.com/en/windpower/products/index.cfm, accessed 060310)
[11 empty] | Siemens | 2.3 MW MkII | 2.3 MW VS | 3.6 MW | 1.3 MW
[11 empty] | Power Rating | 2.3 | 2.3 | 3.6 | 1.3
[11 empty] | Rotor Diameter | 93 | 82.4 | 107 | 62
[11 empty] | Nacelle, excluding rotor | 60 | 82 | 125 | 47
Vestas sales brochures downloaded from website 3/10/06 (http://www.vestas.com/uk/Products/download/download_UK2.asp)
[11 empty] | Vestas | V80 | V82 | V90 | V90 | V100 | V120
[11 empty] | Power Rating | 2 | 1.65 | 1.8 | 3 | 2.75 | 4.5
[11 empty] | Rotor Diameter | 80 | 82 | 90 | 90 | 100 | 120
[11 empty] | Nacelle | 67 | 52 | 68 | 70 | 70 | 145
Clipper - provided by Alan Laxson
[11 empty] | Power Rating | 2.5
[11 empty] | Rotor Diameter | 93
[11 empty] | Nacelle Mass | 70.556
Malcolm, D.J., Hansen, A.C. (2002). "WindPACT Turbine Rotor Design Study." NREL/SR-500-32495
[11 empty] | WindPACT Rotor Study | Baseline |  |  |  | Task #5 Final
[11 empty] | Power Rating | 0.75 | 1.5 | 3 | 5 | 0.75 | 1.5 | 3
[11 empty] | Rotor Diameter | 50 | 70 | 99 | 128 | 50 | 70 | 99
[11 empty] | Nacelle Mass | 20.905 | 52.839 | 132.598 | 270.669 | 19.143 | 45.917 | 111.868
Gamesa - Gamesa sales brochures downloaded from website April 2008
[11 empty] | Gamesa | G52 | G58 | G80 | G83 | G87
[11 empty] | Power Rating | 0.85 | 0.85 | 2 | 2 | 2
[11 empty] | Rotor Diameter | 52 | 58 | 80 | 83 | 87
[11 empty] | Nacelle, excluding rotor | 23 | 23 | 70 | 70 | 70
[11 empty] | Company | (-) | GEC | GEC | Garrad Hassan | TU Delft | Multibrid | REpower
[11 empty] | Project | (-) | WindPACT 5A02 (HH lowered to 100m) | WindPACT 5A04 (HH lowered to 100m) | RECOFF | DOWEC | M5000 | 5M
[11 empty] | Rated Power | MW | 5 | 5 | 5 | 6 | 5 | 5
[11 empty] | Rotor Diameter | m | 120 | 128 | 118 | 129 | 116 | 126
[11 empty] | Nacelle Mass | Tonnes | 246.626 | 270.669 | 250 | 187.952 | 194.09 | 240
[12 empty] | AMSC Model | Diameter | Radius | Radius^3 | Swept Area (m2) | Rotor Mass (metric tons) (from Cost Summary sheet) | Nacelle Mass (metric tons) | Tower Top Mass (metric tons)
[12 empty] | 3.1 | 115 | 57.5 | 190109.375 | 10386.8907 | 58.502 | 139.821 | 198.323
[12 empty] | 6 | 127.4 | 63.7 | 258474.853 | 12747.6091 | 108.967 | 225.915 | 334.882
[12 empty] | 8 | 138 | 69 | 328509 | 14957.1226 | 138.101 | 311.413 | 449.514
[12 empty] | 10 | 149 | 74.5 | 413493.625 | 17436.6246 | 145.892 | 333.413 | 479.305
Note on A4: The WindPACT rotor study scaled the hub mass according to the membrane stress due to the static analysis peak blade root moment at the opening as a function of sphere diameter, opening diameter, and shell thickness. A scale factor of 2.5 was used initially but was revised to 1.92 during the study. All data presented in the Rotor Study report (Malcolm and Hansen 2002) used 1.92. In this cost model, the relationship between blade mass and hub mass was determined. Using the WindPACT study, this relationship produced hub masses that exceed those obtained from industry partners under protected circumstances. Most manufacturers offer a range of turbine diameters on presumably the same hub. The relationship developed here uses the blade mass as calculated using the baseline relationship from the Blade Mass and Cost sheet for those blades for which actual data was not provided. The manufacturer data show much less sensitivity between hub mass and blade mass compared to the WindPACT study. Although the fit is poor, it is currently used to compute the hub mass as a function of blade mass.
Note on C11: Mass developed using blade mass to hub mass equation below. Adjusted to Clipper actual data by factoring calculated hub mass for Clipper to actual Clipper Hub Mass. See Equation on Chart Below.
Note on C12: 2002 Cost of $4.25 kg, based on WindPACT Rotor Study
Note on E17: Mass of CART-3 hub from Z46 turbine.
Note on C18: Mass obtained during Lamar Field Test experiment. It falls on baseline blade mass / blade radius curve. Protected data.
Note on E18: Average of hub mass values obtained during Lamar Field Test Experiment. Protected data.
Note on C19: Mass computed using baseline blade mass / blade radius relationship.
Note on E19: Assume same hub for larger diameter turbine. Protected data.
Note on C20: From Protected Clipper Data
Note on E20: From protected Clipper data.
Note on C21: Mass computed using baseline blade mass/blade radius relationship
Note on E21: Assuming same hub for larger diameter turbine. From Protected Clipper data.
Note on A22: WindPACT Task #5 Final design values.
Note on A25: WindPACT Baseline design values

## Tower Top Mass (hidden)
Based on Combined Land Based-Offshore Turbine Cost Model. V2.01.12
Note: This Model Contains Proprietary or Wind Technology Protected Data, and Should Not Be Released Outside of the DOE/NREL/SNL, until Further Notice.
Hub Mass and Cost Based on 2002 WindPACT Rotor Study and protected manufacturer data. For details read comment.
From Input Page
Input Rotor Diameter |  | 96.9 |  |  | Plot Current Design of Nacelle Mass
Blade (3) Mass from Cost Sheet |  | 27248.6012 |  |  | Diameter | Swept Area (m2) | Cost | Rotor Mass (metric tons) (from Cost Summary sheet) | Nacelle Mass (metric tons) | Tower Top Mass (metric tons)
[5 empty] | 96.9 | 7374.5824 | 84903.252 | 48.7599 | 86.3988 | 135.1586
Outputs
Calculated Mass kgs |  | 14345.5579
2002 $kg for Casting |  | 4.25 | 1.3926 | PPI Escalator $2002 to Current
Hub Cost Current Year $ |  | 84903.252 | 2010 | = Current Year'
Hub Data
Rotor Diameter | Blade Mass - single blade - kg | Blade Mass 3 blades kg | WindPACT Rotor Study- Task #5 Final Design, Baseline Design kg | Actual Mass Usually protected data kg
46 | 3133.3333 | 9400 |  | 2000 | Manufacturer data
70.5 | 4648.6667 | 13946 |  | 15000
77 | 6066.6667 | 18200 |  | 15000
93 | 10000 | 30000 |  | 15625
99 | 12679.3333 | 38038 |  | 15625
50 | 868 | 2604 | 2464 |  | WindPACT Task #5 Final Design
70 | 2281 | 6843 | 8063
99 | 5463 | 16389 | 21270
50 | 1818 | 5454 | 5086 |  | WindPACT Baseline Design
70 | 4230 | 12690 | 15104
99 | 12936 | 38808 | 50124 | [8 empty] | NREL 5 MW Baseline - from J. Jonkman summary sheet
128 | 27239 | 81717 | 101014 | [8 empty] | Diameter | Swept Area | Rotor Mass (uses advanced blades) | Nacelle Mass | Tower Top Mass |  |  | AMSC Model | Diameter | Radius | Radius^3 | Swept Area (m2) | Rotor Mass (metric tons) (from Cost Summary sheet) | Nacelle Mass (metric tons) | Tower Top Mass (metric tons)
[12 empty] | 126 | 12468.9812 | 110 | 240 | 350 |  |  | 3.1 | 115 | 57.5 | 190109.375 | 10386.8907 | 58.502 | 139.821 | 198.323
[19 empty] | 6 | 127.4 | 63.7 | 258474.853 | 12747.6091 | 108.967 | 225.915 | 334.882
Hub Mass Slope | 0.95403 | [10 empty] | Note: 3 MW baseline will follow baseline blade curve from NREL cost model. | [6 empty] | 8 | 138 | 69 | 328509 | 14957.1226 | 138.101 | 311.413 | 449.514
Hub Mass Intercept | 5680.2722 | [17 empty] | 10 | 149 | 74.5 | 413493.625 | 17436.6246 | 145.892 | 333.413 | 479.305
Siemens website (http://www.powergeneration.siemens.com/en/windpower/products/index.cfm, accessed 060310)
[11 empty] | Siemens | 2.3 MW MkII | 2.3 MW VS | 3.6 MW | 1.3 MW
[11 empty] | Power Rating | 2.3 | 2.3 | 3.6 | 1.3
[11 empty] | Rotor Diameter | 93 | 82.4 | 107 | 62
[11 empty] | Swept Area | 6792.9087 | 5332.665 | 8992.0236 | 3019.0705
[11 empty] | Tower Top Mass | 120 | 136 | 220 | 77
[11 empty] | Rotor Mass | 60 | 54 | 95 | 30
[11 empty] | Nacelle, excluding rotor | 60 | 82 | 125 | 47
Vestas sales brochures downloaded from website 3/10/06 (http://www.vestas.com/uk/Products/download/download_UK2.asp)
[11 empty] | Vestas | V80 | V82 | V90 | V90 | V100 | V120
[11 empty] | Power Rating | 2 | 1.65 | 1.8 | 3 | 2.75 | 4.5
[11 empty] | Rotor Diameter | 80 | 82 | 90 | 90 | 100 | 120
[11 empty] | Swept Area | 5026.5482 | 5281.0173 | 6361.7251 | 6361.7251 | 7853.9816 | 11309.7336
[11 empty] | Tower Top Mass | 104 | 95 | 106 | 111 | 114 | 220
[11 empty] | Rotor Mass | 37 | 43 | 38 | 41 | 44 | 75
[11 empty] | Nacelle | 67 | 52 | 68 | 70 | 70 | 145
Clipper - provided by Alan Laxson
[11 empty] | Power Rating | 2.5
[11 empty] | Rotor Diameter | 93
[11 empty] | Swept Area | 6792.9087
[11 empty] | Tower Top Mass | 124.149
[11 empty] | Rotor Mass | 53.593
[11 empty] | Nacelle Mass | 70.556
Malcolm, D.J., Hansen, A.C. (2002). "WindPACT Turbine Rotor Design Study." NREL/SR-500-32495
[11 empty] | WindPACT Rotor Study | Baseline |  |  |  | Task #5 Final
[11 empty] | Power Rating | 0.75 | 1.5 | 3 | 5 | 0.75 | 1.5 | 3
[11 empty] | Rotor Diameter | 50 | 70 | 99 | 128 | 50 | 70 | 99
[11 empty] | Swept Area | 1963.4954 | 3848.451 | 7697.6874 | 12867.9635 | 1963.4954 | 3848.451 | 7697.6874
[11 empty] | Tower Top Mass | 33.286 | 84.855 | 233.917 | 480.076 | 25.206 | 63.799 | 161.366
[11 empty] | Rotor Mass | 12.381 | 32.016 | 101.319 | 209.407 | 6.063 | 17.882 | 49.498
[11 empty] | Nacelle Mass | 20.905 | 52.839 | 132.598 | 270.669 | 19.143 | 45.917 | 111.868
Gamesa - Gamesa sales brochures downloaded from website April 2008
[11 empty] | Gamesa | G52 | G58 | G80 | G83 | G87
[11 empty] | Power Rating | 0.85 | 0.85 | 2 | 2 | 2
[11 empty] | Rotor Diameter | 52 | 58 | 80 | 83 | 87
[11 empty] | Swept Area | 2123.7166 | 2642.0794 | 5026.5482 | 5410.6079 | 5944.6787
[11 empty] | Tower Top Mass | 33 | 35 | 108 | 110.5 | 107
[11 empty] | Rotor Mass | 10 | 12 | 38 | 40.5 | 37
[11 empty] | Nacelle, excluding rotor | 23 | 23 | 70 | 70 | 70
[11 empty] | Company | (-) | GEC | GEC | Garrad Hassan | TU Delft | Multibrid | REpower
[11 empty] | Project | (-) | WindPACT 5A02 (HH lowered to 100m) | WindPACT 5A04 (HH lowered to 100m) | RECOFF | DOWEC | M5000 | 5M
[11 empty] | Rated Power | MW | 5 | 5 | 5 | 6 | 5 | 5
[11 empty] | Rotor Diameter | m | 120 | 128 | 118 | 129 | 116 | 126
[11 empty] | Swept Area | m2 | 11309.7336 | 12867.9635 | 10935.884 | 13069.8108 | 10568.3177 | 12468.9812
[11 empty] | Rotor Mass | Tonnes | 172.855 | 209.406 | 91.439 | 83.715 | 107.7 | 110
[11 empty] | Nacelle Mass | Tonnes | 246.626 | 270.669 | 250 | 187.952 | 194.09 | 240
[11 empty] | Tower Top Mass | Tonnes | 419.481 | 480.075 | 341.439 | 271.667 | 301.79 | 350
Note on A4: The WindPACT rotor study scaled the hub mass according to the membrane stress due to the static analysis peak blade root moment at the opening as a function of sphere diameter, opening diameter, and shell thickness. A scale factor of 2.5 was used initially but was revised to 1.92 during the study. All data presented in the Rotor Study report (Malcolm and Hansen 2002) used 1.92. In this cost model, the relationship between blade mass and hub mass was determined. Using the WindPACT study, this relationship produced hub masses that exceed those obtained from industry partners under protected circumstances. Most manufacturers offer a range of turbine diameters on presumably the same hub. The relationship developed here uses the blade mass as calculated using the baseline relationship from the Blade Mass and Cost sheet for those blades for which actual data was not provided. The manufacturer data show much less sensitivity between hub mass and blade mass compared to the WindPACT study. Although the fit is poor, it is currently used to compute the hub mass as a function of blade mass.
Note on C11: Mass developed using blade mass to hub mass equation below. Adjusted to Clipper actual data by factoring calculated hub mass for Clipper to actual Clipper Hub Mass. See Equation on Chart Below.
Note on C12: 2002 Cost of $4.25 kg, based on WindPACT Rotor Study
Note on E17: Mass of CART-3 hub from Z46 turbine.
Note on C18: Mass obtained during Lamar Field Test experiment. It falls on baseline blade mass / blade radius curve. Protected data.
Note on E18: Average of hub mass values obtained during Lamar Field Test Experiment. Protected data.
Note on C19: Mass computed using baseline blade mass / blade radius relationship.
Note on E19: Assume same hub for larger diameter turbine. Protected data.
Note on C20: From Protected Clipper Data
Note on E20: From protected Clipper data.
Note on C21: Mass computed using baseline blade mass/blade radius relationship
Note on E21: Assuming same hub for larger diameter turbine. From Protected Clipper data.
Note on A22: WindPACT Task #5 Final design values.
Note on A25: WindPACT Baseline design values

## Pitch Mech & Bearings (hidden)
Based on Combined Land Based-Offshore Turbine Cost Model. V2.01.12
Note: This Model Contains Proprietary or Wind Technology Protected Data, and Should Not Be Released Outside of the DOE/NREL/SNL, until Further Notice.
Pitch Actuators Mass and Cost
From Input Page
Input Rotor Diameter | 96.9
Outputs
Calculated Blade Mass (3 Blades) kgs | 27248.6012 | From Blade Mass Calculation
Bearing Mass | 4020.0039
Calculated Bearing, Housing, Actuators, Controller Mass kgs | 5893.5651
Bearing Cost | 40023.2578
Calculated Cost Bearings & Actuators in 2002$ | 91253.0279 | 1.3528 | PPI Escalator $2002 to Current
Cost in Current Year $ | 123442.8325 | 2010 | = Current Year'
Bearing Mass Slope | 0.1295
Bearing Mass Intercept | 491.31
Bearing Housing Percentage | 32.8%
Total Mass System Offset | 555
Bearing Mass = Mass Slope * Total Blade Mass (3 blades) + Intercept
Total Pitch System Mass = Bearing Mass + Bearing Mass *Housing % + Total Mass Offset
Bearing Cost Coefficient | 0.2106
Bearing Cost Exponent | 2.6576
Bearing Housing % | 128%
Bearing Cost = Bearing Coefficient * Rotor Diameter^Bearing Exponent
Total Pitch System Cost = Bearing Cost + Bearing Cost * Bearing Housing %
Data From WindPACT Rotor Study, Avon Bearings Data in WindPACT Appendix, and Clipper Actuals
Diameter | Actual or Calculated Blade Mass | Pitch Bearing Mass Only kgs | Bearings Cost $2002
46.6 | 4227 | 620 | 4045
50 | 5454 | 1349 | 9500
66 | 11662 | 1850 | 13795
70 | 12690 | 2619 | 18000
93 | 31699 | 4700 | 31754
93 | 30000 | 4602 | 45634.0016
99 | 38808 | 6282 | 42500
120 | 66653 | 5700
128 | 81717 | 13338 | 74608
Current Design
96.9 | 27248.6012 | 4020.0039 | 40023.2578
Note on B12: Total Mass is = Bearings Mass as a Function of Blade Mass from Curve Below, + 32.8% for Actuators, Drives etc.+ 550 kgs for Drive Controller
Note on B14: Based on Cost Plot Below. Total Cost of All Pitch Components is bearing cost + 1.28*bearing cost for PCU, Drive Motors, etc., based on Clipper Actuals
Note on B35: Calculated Using Blade Model in Offshore Model
Note on C35: From Avon Data in WindPACT Rotor Appendix - C
Note on D35: From WindPACT GEC Rotor Study, Avon Data - in Appendix -C.
Note on B36: From WindPACT Rotor Study.
Note on C36: From WindPACT Rotor Study. Mass was determined by back calculated from Baseline Cost in Table B-2 Using formula for Task 3, shown in Section 3.2.2.1
Note on D36: From WindPACT Rotor Study (Bearing Cost is 1/2 of Cost in Charts - See section 3.2.2.1 of Study)
Note on B37: Calculated Using Blade Model in Offshore Model
Note on C37: From Avon Data in WindPACT Rotor Appendix - C
Note on D37: From WindPACT GEC Rotor Study, Avon Data - in Appendix -C.
Note on B38: From WindPACT Rotor Study
Note on C38: From WindPACT Rotor Study. Mass was determined by back calculated from Baseline Cost in Table B-2 Using formula for Task 3, shown in Section 3.2.2.1
Note on D38: From WindPACT Rotor Study (Bearing Cost is 1/2 of Cost in Charts - See section 3.2.2.1 of Study)
Note on B39: Calculated Using Blade Model in Offshore Model
Note on C39: From Avon Data in WindPACT Rotor Appendix - C
Note on D39: From WindPACT GEC Rotor Study, Avon Data - in Appendix -C.
Note on B40: Clipper Actual Cost
Note on C40: Clipper Actual Data
Note on D40: Clipper Actual Cost, Converted to $2002
Note on B41: From WindPACT Rotor Study
Note on C41: From WindPACT Rotor Study. Mass was determined by back calculated from Baseline Cost in Table B-2 Using formula for Task 3, shown in Section 3.2.2.1
Note on D41: From WindPACT Rotor Study (Bearing Cost is 1/2 of Cost in Charts - See section 3.2.2.1 of Study)
Note on B42: Calculated Using Blade Model in Offshore Model
Note on C42: From Avon Data in WindPACT Rotor Appendix - C
Note on B43: From WindPACT Rotor Study
Note on C43: From WindPACT Rotor Study, Table 4-4, Mass calculated using formula for Task 3, shown in section 3.3.3.1.
Note on D43: From WindPACT Rotor Study (Bearing Cost is 1/2 of Cost in Charts - See section 3.2.2.1 of Study)

## Nose cone (hidden)
Based on Combined Land Based-Offshore Turbine Cost Model. V2.01.12
Note: This Model Contains Proprietary or Wind Technology Protected Data, and Should Not Be Released Outside of the DOE/NREL/SNL, until Further Notice.
Nose cone/ spinner mass and cost based on Clipper mass and cost and ART mass.
From Input Page
Input Rotor Diameter | 96.9 |  |  | Plot Current Design of nose cone / spinner mass
|  |  |  | Cost | Diameter | Mass
| Outputs |  |  | 7476.3007 | 96.9 | 1272.15
Calculated Mass (kg) | 1272.15
2002 $/kg | 5.57 | 1.0551 | PPI Escalator $2002 to Current
Cost Current $ | 7476.3007 | 2010 | = Current Year'
Nose cone / Spinner Data
Rotor Diameter | Nose cone mass (kg) | Cost 2005 $ | Cost 2002 $
43 | 275
93 | 1200 | 6659 | 6684.2196
Mass Slope | 18.5
Mass Intercept | -520.5
Note on B10: Mass developed using Spinner/Nose Cone Equation Below. Developed from ART and Clipper Mass Data.
Note on B11: 2002 Cost of $5.57 kg, based on Clipper Actual Cost Converted to 2002 $
Note on A16: The ART turbine has a spinner and nose cone that are probably larger than most typical turbines. The Clipper nose cone/spinner mass and cost were reported in LWST subcontract deliverables. It is assumed that the nose cone / spinner is essentially all fiberglass with a cost / kg based on the Clipper number (includes material, labor, etc.)
Note on A17: Clipper reported mass and cost for the nose cone/spinner assembly as a deliverable for LWST subcontracts.

## Low Speed Shaft (hidden)
Based on Combined Land Based-Offshore Turbine Cost Model. V2.01.12
Note: This Model Contains Proprietary or Wind Technology Protected Data, and Should Not Be Released Outside of the DOE/NREL/SNL, until Further Notice.
Low Speed Shaft
From Input Page
Input Rotor Diameter | 96.9
Input Machine Rating | 1910
Input Rated Hub Power | 2117
Max Tip Speed | 80
Drive Train Design Type | 1
Outputs
Low Speed Shaft Cost $2002 | 54230.4468 | 1.5619 | PPI Escalator $2002 to Current
Cost in Current Year $ | 84704.2388 | 2010 | = Current Year'
Low Speed Shaft Mass kgs | 11641.1587
Cost Factor Look Up Table
Drive Train Design Type | 1 | 2 | 3 | 4
Coefficient | 0.0998 | 0 | 0 | 0
Exponent | 2.8873 | 0 | 0 | 0
Mass Table
Drive Train Design Type | 1 | 2 | 3 | 4
Calculated Mass | 11641.1587 | 0 | 0 | 0
Data From WindPACT Rotor Study
Rating | Rotor Diam | Cost | Mass.kg | Length m | ID/m | OD meters
750 | 50 | 8433 | 1204 | 1.398 | 0.212 | 0.424
1500 | 70 | 19857 | 2836 | 1.98 | 0.28 | 0.56
3000 | 99 | 56263 | 8037 | 2.79 | 0.396 | 0.792
5000 | 126 | 120903 | 17271 | 3.6 | 0.512 | 1.024
Current Design
| 96.9 | 54230.4468
Low Speed Shaft Mass
Input | Rotor Speed (rpm) | 15.7677
| Rotor Weight (kg) | 48759.8742
| Rotor Torque (Nm) | 1282108.125
Output | Outside Diameter (m) | 0.72401
| Inner Diameter (m) | 0.072401
| Length of Shaft (m) | 2.907
| Mass of Shaft (kg) | 11641.1587
Calculation Numbers | Hollowness | 1.0001
| Bending Moment | 347629.5003
| Bending Load | 597917.9571
| Moment arm | 0.5814
| Steel Density | 7860
Note on A55: BMaples: Calculations adapted from the University of Sunderland's "Cost Modelling of Horizontal Axis Wind Turbines" 1994

## Bearings (hidden)
Based on Combined Land Based-Offshore Turbine Cost Model. V2.01.12
Note: This Model Contains Proprietary or Wind Technology Protected Data, and Should Not Be Released Outside of the DOE/NREL/SNL, until Further Notice.
Main Bearings
From Input Page
Input Rotor Diameter | 96.9
Drive Train Type | 1
Outputs
Bearing & Housing Mass kgs | 1070.5896
Housing Mass kgs | 1070.5896 | Housing Mass is equal to Bearing mass
Combined Mass kgs | 2141.1791
Bearing Cost $2002 | 18842.3761
Housing Cost $2002 | 18842.3761
Combined Cost $2002 | 37684.7522 | 1.3422 | PPI Escalator $2002 to Current
Cost in Current $ | 50580.4209 | 2010 | = Current Year'
Bearing 1st Coefficient | 0.00012267
Bearing 2nd Coefficient | -0.0003036
Bearing System Cost Factor | 17.6 | Covers Bearings and Housing
WindPACT Formula for Bearing Mass (Revised WindPACT Rotor Study)
Bearing Mass(kg) = 1st Coefficient*Rotor Diameter^3.5 + 2nd Coefficient * Rotor Diameter ^ 2.5
Bearing Housing Cost = Bearing Cost
Bearing System Cost = Total Bearing System Cost * Cost Factor
Calculations and Checks
Rotor Diam (meters) | Total Bearing and Housing Mass From Calculation | Cost from Calc | Cost in WindPACT Study
50 | 206.1122 | 3627.5747 | 3794
70 | 679.1509 | 11953.0551 | 12317
99 | 2309.3213 | 40644.0544 | 41436
126 | 5400.5474 | 95049.6349 | 101834
Note on B10: Assumes Rear Bearing is located in gear box, for Planetary design (Design Type 1). Housing mass is equal to bearing mass. All other design types assume all bearings are part of gearbox or generator structure.
Note on B11: Assumes Rear Bearing is located in gear box, for Planetary design (Design Type 1). Housing mass is equal to bearing mass. All other design types assume all bearings are part of gearbox or generator structure.

## Gearbox (hidden)
Based on Combined Land Based-Offshore Turbine Cost Model. V2.01.12
Note: This Model Contains Proprietary or Wind Technology Protected Data, and Should Not Be Released Outside of the DOE/NREL/SNL, until Further Notice.
Gearbox Cost and Mass Calculations
From Input Page
Machine Rating in kWs | 1910
Rated Hub Power | 2117
Rotor Diameter (meters) | 96.9
Max Tip Speed m/s | 80
Outputs
Calculated RPM | 15.7677
Calculated Torque kNm | 1282.1081
Drive Train Type | 1
Gearbox Cost $2002 | 206302.5905 | 1.3456 | PPI Escalator $2002 to Current
Gearbox Cost Current Year $ | 277609.3575 | 2010 | = Current Year'
Gearbox Mass kgs | 14990.8159
Gearbox Cost Multiplier Look Up Table
Design Option | 1 | 2 | 3 | 4
Multiplier | 16.45 | 74.101 | 15.257 | 0
Power | 1.2491 | 1.002 | 1.2491 | 0
Gearbox Mass Multiplier Look Up Table (Scaled Based on Torque)
Design Option | 1 | 2 | 3 | 4
Multiplier | 65.601 | 81.6397 | 129.1703 | 0
Power | 0.759 | 0.7738 | 0.7738 | 0
Gearbox Cost Model Calculation
Check Calculations |  |  |  |  | Actual Values or Report Data
Rating | Calculated Cost 3 Stage Planetary (1) in 2002$ | Calculated Single Stage* (2) 2002 $ | Multi Gen - 4 Generators (3) 2002$ | Direct Drive (4) | GEC Single Stage | Clipper Multi | NPS Direct Drive | 3 Stage Planetary Cost from WindPACT Rotor Study 2002$
750 | 64180.7705 | 58001.7549 | 59526.085 | 0 | 57728 |  |  | 64919
1500 | 152553.2604 | 116164.4363 | 141489.3945 | 0 | 107307 |  |  | 150881
2500 | 288757.1636 | 193805.2942 | 267815.1625 | 0 |  | 301211
3000 | 362608.5679 | 232651.1722 | 336310.5225 | 0 | 231548 |  | 0 | 357224
5000 | 686355.8422 | 388148.3034 | 636578.1516 | 0 |  |  |  | 697062
Models Assumes WindPACT relationship
Cost Bases Calculations
Baseline Year | 2002 |  |  |  | 2000 | 2005
Baseline PPI | #N/A |  |  |  | 160.4 | 185.8
Current Cost Year | 2005 |  |  |  | 2002 | 2002
Current PPI | #N/A |  |  |  | 165.2 | 165.2
Month | 9 |  |  |  | 9 | 9
Calculated Escalator | #N/A |  |  |  | 1.0299 | 0.88913
Gearbox Mass Calculation
Check Calculations | [7 empty] | Actual Values or Report Data (Mass in kgs)
Rating | RPM | Torque |  | Calc Mass 3 Stage Planetary (1) | Single Stage* (2) | Multi Gen - 4 Generator (3) | Direct Drive (4)_ | GEC Single Stage (2) | Multi Generator Design (3) | NPS Direct Drive (4) | WindPACT 3 Stage Planetary Mass (1)
750 | 28.6 | 277.6227 |  | 4693.457 | 6348.1441 | 10044.0336 | 0 |  |  | 0 | 4723
1500 | 20.5 | 774.6352 |  | 10226.6936 | 14043.8015 | 22220.103 | 0 | 12727 |  | 0 | 10603
2500 | 16.4 | 1613.8233 |  | 17851.4355 | 24782.2203 | 39210.4294 | 0 |  | 35150 | 0
3200 | 17.3 | 1958.23 |  | 20674.4994 | 28783.618 | 45541.4409 | 0 |  |  |  | 18143
3000 | 14.5 | 2190.3477 |  | 22509.1906 | 31389.9245 | 49665.139 | 0 |  |  | 0 | 23500
5000 | 11.2 | 4726.1968 |  | 40351.986 | 56916.5396 | 90053.3498 | 0 |  |  | 0 | 42259
Torque Models Based on WindPACT Rotor Study
Note on B22: The Cost Factor for 3 stage planetary gearboxes (Design Option 1) was developed by plotting cost versus machine rating from the WindPACT Rotor Design Study. This provided a power law equation based on rating.
Note on C22: The Cost Factor for single stage gearboxes with medium speed generators (Design Option 2) was developed by plotting cost versus machine rating from the WindPACT GEC Drive Train Design Report, which provided cost estimates for three designs at different ratings. This provided a power law equation based on rating. From Curve Plotted Below
Note on D22: The Cost Factor for a multi stage gearboxes with high speed generators (Design Option 3) was developed by assuming the curve had the same shape (power) as the 3 stage planetary but a different multiplier. A new multiplier was developed by ratioing a multi drive gearbox to a 3 stage planetary of the same size. This ratio was taken once the two design had been converted to 2002 $. This provided a power law equation based on rating.
Note on E22: No Gear box is used for the direct drive generator, so multipliers and power have been set to zero.
Note on B27: Gearbox mass calculations for 3 stage planetary designs (Design Option 1) were developed by calculating torque for each of 4 different size designs from the WindPACT rotor study and plotting the torques against gearbox mass. This provided a power law curve based on torque.
Note on C27: Gearbox mass calculations for single stage designs with a medium speed generator (Design Option 2) were developed assuming the gearbox would also scale by torque with the same shape as the 3 stage planetary (thus using the same power). The multiplier was developed by ratioing the GEC single stage gearbox mass to the 3 stage planetary of the same rating. The Mainshaft and Main Bearings are incorporated into this design, where in option 1, they are separate.
Note on D27: Gearbox mass calculations for multi stage designs with multiple generators (Design Option 3) were developed assuming the gearbox would also scale by torque with the same shape as the 3 stage planetary (thus using the same power). The multiplier was developed by ratioing the Multi stage gearbox mass to the 3 stage planetary of the same rating. The Mainshaft and Main Bearings are incorporated into this design, where in option 1, they are separate.
Note on E27: No Gear box is used for the direct drive generator, so multipliers and power have been set to zero.
Note on G38: From Clipper Data. Includes, Mainshaft, main bearings and lubrications system.
Note on J72: (1) Clipper = 36318 kgs (79900 lbs) - Based on Clipper Shipping Documents
Note on A76: Mod 5 ASEA Stal Gearbox
Note on C76: Number here is calculated torque based on rated rpm of ASEA Stal. Rated Torque on name plates if 1900 kNm
Note on L76: Mod 5 ASEA Stal Gearbox

## Mech Brake & Couplings (hidden)
Based on Combined Land Based-Offshore Turbine Cost Model. V2.01.12
Note: This Model Contains Proprietary or Wind Technology Protected Data, and Should Not Be Released Outside of the DOE/NREL/SNL, until Further Notice.
Mechanical Brake & Couplings
From Input Page
Machine Rating | 1910
Input Rotor Diameter | 96.9
Output
Mechanical Brake Mass kgs | 379.964
Mechanical Brake, HS coupling cost $2002 | 3799.6399 | 1.0262 | PPI Escalator $2002 to Current
Cost in Current Year $ | 3899.3493 | 2010 | = Current Year'
Cost Slope | 1.9894
Cost Intercept | -0.1141
Curve Development Data from WindPACT Rotor Study
| Rating | Diameter | Cost
| 750 | 50 | 1492
| 1500 | 70 | 2984
| 3000 | 99 | 5968
| 5000 | 128 | 9947
Current Design
| 1910 | 96.9 | 3799.6399
Note on B12: Calculated Based on Cost Vs Machine Rating Curve Below.

## Generators (hidden)
Based on Combined Land Based-Offshore Turbine Cost Model. V2.01.12
Note: This Model Contains Proprietary or Wind Technology Protected Data, and Should Not Be Released Outside of the DOE/NREL/SNL, until Further Notice.
Generator Costs and Mass
From Input Page
Machine Rating |  | 1910
Rated Hub Power |  | 2117
Rotor Diameter m |  | 96.9
Tip Speed |  | 80
Outputs
Calculated RPM |  | 15.7677
Calculated Torque kNm |  | 1282.1081
Drive Train Type |  | 1
Generator Mass kgs |  | 6874.635
Generator Cost $2002 |  | 124150 | 1.3124 | PPI Escalator $2002 to Current
Generator Cost Current Year $ |  | 162930.2359 | 2010 | = Current Year'
Generator Cost Coefficient Look Up Table
Design Option |  | 1 | 2 | 3 | 4
Coefficient ($/kW) |  | 65 | 54.7253 | 48.0296 | 219.3333
Generator Mass Look Up Table (1-3 Based on Rating - 4 Based on Torque)
Design Option |  | 1 | 2 | 3 | 4
Coefficient |  | 6.4737 | 10.5097 | 5.3429 | 37.684
Exponent |  | 0.9223 | 0.9223 | 0.9223 | 1
Generator Curve Model Calculation
| Check Cost Calculations $ |  |  |  |  | Actual Values for Calculations
| Machine Rating kWs | WindPACT Cost - 3 stage Planetary (1) | Single Stage* (2) | Multi Drive* (3) | Direct Drive* (4) |  | GEC Single Stage Drive (2) | Clipper Multi Drive (3) | NPS Direct Drive (4)
| 750 | 48750 | 41025 | 39000 | 1642725
| 1500 | 97500 | 82050 | 78000 | 3285450 |  | 82088 |  | 329000
| 2500 | 162500 | 136750 | 130000 | 5475750 |  |  | 120074.0741
| 3000 | 195000 | 164100 | 156000 | 6570900
| 5000 | 325000 | 273500 | 260000 | 10951500
[21 empty] | Variable Density Function (GE Based) |  |  | coefficient | exponent
[24 empty] | 10169 | -0.748
Generator Mass Data Calculations - all Mass in kgs
| Check Calculation Values |  |  |  |  | Actual Values for Curves |  |  |  | Input |  |  |  |  | Output | [7 empty] | 10 | 1.8 | 62800
| Rating kWs | Calculated - 3 stage Planetary (1) | Single Stage (2) | Multi Drive (4 gens) (3) | Direct Drive (4) | WindPACT Cost 3 Stage Planetary | GEC Single Stage Drive | Clipper Multi Drive |  | Rating (kW) | Rated Hub Power (kW) | Blade Diameter (m) | Tip Speed (m/s) | Diameter (m) | Length (m) | Shear Force (kN/m2) | RPM | Torque (kNm) | Constant Density Mass (kg) | Variable Density Mass (kg) |  | Rating (MW) | Diameter (m) | Length (m) | Mass (kg) | Density (kg/m3) | Torque Density (Nm/kg) | Torque (kNm) | Shear Force (kN/m2) | Generator Cost (2002 USD) | August 2003 • NREL/SR-500-33196 Alternative Design Study Report: WindPACT Advanced Wind Turbine Drive Train Designs Study (Direct Drive Section - Appendix C - Pg. C17-C19) November 1, 2000 – February 28, 2002 R. Poore and T. Lettenmaier - Global Energy Concepts, LLC - Kirkland, Washington
[10 empty] | 1000 | 1109 | 55 | 75 | 3.5 | 0.50281 | 42.028 | 26.0435 | 406.6333 | 15323.525 | 19273.0069 | [10 empty] | Generators per system | 1 | 1 | 1 | 1 | 1 | 1 | 1 | 1 | 1 | 1 | 1 | 1
| 1500 | [8 empty] | 2000 | 2217 | 80 | 75 | 4 | 1.1194 | 42.028 | 17.9049 | 1182.4 | 44557.4293 | 50714.5931 | Lee Jay | 0.02 | 0.6985 | 0.53975 | 578.34 | 2796.1809 |  |  |  |  | kW per generator | 1500 | 1500 | 1500 | 1500 | 1500 | 1500 | 1500 | 1500 | 1500 | 1500 | 1500 | 1500
| 750 | 2902.8298 | 4712.5951 | 2395.7761 |  | 2946 |  |  |  | 3000 | 3326 | 90 | 75 | 4.3 | 1.6348 | 42.028 | 15.9155 | 1995.6 | 75201.9671 | 81086.4876 | GE Protected Data | 2 | 4.3 | 0.8 | 40000 | 3443.0491 | 27.5 | 1100 | 47.3419 |  | Approximate radius over stator, m | 1.6 | 1.8 | 2 | 2.2 | 2.4 | 2.6 | 2.8 | 3 | 3.2 | 3.4 | 3.6 | 3.8
| 1500 | 5501.252 | 8931 | 4540.3173 |  | 5421 | 8931 |  |  | 4000 | 4435 | 110 | 80 | 4.3 | 2.4979 | 42.028 | 13.8899 | 3049.0625 | 114900.5301 | 123891.4455 |  | 2.5 | 4.3 | 1.05 | 52000 | 3410.2581 | 27.5 | 1430 | 46.891 |  | Nominal airgap dia, m | 2.9 | 3.3 | 3.7 | 4.1 | 4.5 | 4.9 | 5.3 | 5.7 | 6.1 | 6.5 | 6.9 | 7.3
| 2500 | 8811.9625 | 14305.7684 | 7272.7273 |  | 8721 |  | 7272.7273 |  | 5000 | 5543 | 120 | 80 | 4.3 | 3.4057 | 42.028 | 12.7324 | 4157.25 | 156661.3439 | 168920.0244 |  | 3 | 4.3 | 1.35 | 67500 | 3443.0491 | 27.5 | 1856.25 | 47.3419 |  | Poles per generator | 76 | 86 | 96 | 108 | 118 | 128 | 138 | 150 | 160 | 170 | 180 | 192
| 3000 | 10425.6107 | 16925.4434 | 8604.5104 |  | 10371 |  |  |  | 6000 | 6652 | 127.5 | 80 | 4.3 | 4.3426 | 42.028 | 11.9834 | 5300.8125 | 199755.2252 | 215385.9827 |  | 3.5 | 4.3 | 1.6 | 80000 | 3443.0491 | 27.5 | 2200 | 47.3419 |  | Frequency at rated, Hz | 13 | 14.7 | 16.4 | 18.5 | 20.2 | 21.9 | 23.6 | 25.6 | 27.3 | 29 | 30.8 | 32.8
| 5000 | 16699.8513 | 27111.3508 | 13782.7941 |  | 16971 |  |  |  | 7000 | 7760 | 133 | 85 | 4.3 | 4.9736 | 42.028 | 12.2059 | 6071.0588 | 228781.1014 | 246683.1209 |  | 4 | 4.6 | 1.66 | 88000 | 3189.841 | 30 | 2640 | 47.8476 |  | Pr | 39.47 | 34.88 | 31.25 | 27.78 | 25.42 | 23.44 | 21.74 | 20 | 18.75 | 17.65 | 16.67 | 15.63
[10 empty] | 8000 | 8869 | 138 | 90 | 4.3 | 5.5704 | 42.028 | 12.4556 | 6799.5667 | 256234.1095 | 276284.3146 |  | 5 | 5.2 | 1.65 | 105000 | 2996.4621 | 32.5 | 3412.5 | 48.6925 |  | Wu | 0.17 | 0.19 | 0.21 | 0.24 | 0.26 | 0.29 | 0.31 | 0.33 | 0.36 | 0.38 | 0.4 | 0.43
[10 empty] | 9000 | 9978 | 144 | 90 | 4.3 | 6.5394 | 42.028 | 11.9366 | 7982.4 | 300807.8685 | 324345.9504 |  | 6 | 5.8 | 1.61 | 116000 | 2727.0069 | 36 | 4176 | 49.0861 |  | Pu | 0.74 | 0.65 | 0.58 | 0.52 | 0.47 | 0.44 | 0.41 | 0.37 | 0.35 | 0.33 | 0.31 | 0.29
[10 empty] | 10000 | 11086 | 149 | 90 | 4.3 | 7.5178 | 42.028 | 11.5361 | 9176.7444 | 345815.4109 | 372875.313 |  | 7 | 6.2 | 1.65 | 129000 | 2589.5989 | 39 | 5031 | 50.4972 |  | Zsu | 0.24 | 0.26 | 0.28 | 0.3 | 0.32 | 0.34 | 0.36 | 0.38 | 0.4 | 0.42 | 0.44 | 0.47
[10 empty] | 11000 | 12195 | 155 | 90 | 4.3 | 8.6029 | 42.028 | 11.0895 | 10501.25 | 395727.93 | 426693.4646 | GEC WindPACT Data | 1.5 | 3.1943 | 1.3056 | 34067 | 3256.0061 | 20.5098 | 698.707 | 33.39 | 362325 | Actual airgap diameter, m | 2.904 | 3.286 | 3.669 | 4.127 | 4.509 | 4.891 | 5.274 | 5.732 | 6.114 | 6.496 | 6.879 | 7.337
[22 empty] | 1.5 | 3.5764 | 1.0008 | 29658 | 2950.0649 | 23.5588 | 698.707 | 34.75 | 312792 | Pole stack length, mm | 1579.4 | 1185.2 | 921.4 | 706.5 | 580.2 | 485.1 | 411.8 | 344 | 299.7 | 263.6 | 233.8 | 204.3
[22 empty] | 1.5 | 3.9586 | 0.79134 | 27251 | 2798.0065 | 25.6397 | 698.707 | 35.87 | 276361 | Active area, per generator, m^2 | 14.4106 | 12.237 | 10.62 | 9.161 | 8.219 | 7.454 | 6.822 | 6.195 | 5.757 | 5.38 | 5.051 | 4.709
[22 empty] | 1.5 | 4.4171 | 0.61683 | 26074 | 2758.5098 | 26.7971 | 698.707 | 36.96 | 243968 | Total active area, m^2 | 14.4106 | 12.2366 | 10.6198 | 9.1607 | 8.2191 | 7.4544 | 6.8222 | 6.1953 | 5.7575 | 5.38 | 5.0513 | 4.7091
[22 empty] | 1.5 | 4.7993 | 0.51225 | 25977 | 2803.272 | 26.8971 | 698.707 | 37.7 | 223437 | Generator outside diameter, mm | 3194.3 | 3576.4 | 3958.6 | 4417.1 | 4799.3 | 5181.4 | 5563.6 | 6022.1 | 6404.3 | 6786.4 | 7168.6 | 7627.1
[22 empty] | 1.5 | 5.1814 | 0.43237 | 26421 | 2898.0752 | 26.4451 | 698.707 | 38.32 | 207081 | Electrical torque, Nm | 698707 | 698707 | 698707 | 698707 | 698707 | 698707 | 698707 | 698707 | 698707 | 698707 | 698707 | 698707
[22 empty] | 1.5 | 5.5636 | 0.36999 | 27267 | 3031.4575 | 25.6246 | 698.707 | 38.84 | 193855 | Shear stress, mPa | 0.03339 | 0.03475 | 0.03587 | 0.03696 | 0.0377 | 0.03832 | 0.03884 | 0.03935 | 0.0397 | 0.03998 | 0.04022 | 0.04044
[22 empty] | 1.5 | 6.0221 | 0.3117 | 28699 | 3232.5586 | 24.346 | 698.707 | 39.35 | 181107 | Mainshaft bearing dia, front, mm | 764 | 764 | 764 | 764 | 764 | 764 | 764 | 764 | 764 | 764 | 764 | 764
[22 empty] | 1.5 | 6.4043 | 0.27318 | 30178 | 3429.382 | 23.1529 | 698.707 | 39.7 | 172496 | Mainshaft bearing dia, rear, mm | 588 | 588 | 588 | 588 | 588 | 588 | 588 | 588 | 588 | 588 | 588 | 588
[22 empty] | 1.5 | 6.7864 | 0.24158 | 31883 | 3648.6892 | 21.9147 | 698.707 | 39.98 | 165326 | Attachment diameter to nacelle, mm | 3274 | 3656 | 4039 | 4497 | 4879 | 5261 | 5644 | 6102 | 6484 | 6866 | 7249 | 7707
[22 empty] | 1.5 | 7.1686 | 0.21521 | 33793 | 3890.4847 | 20.6761 | 698.707 | 40.22 | 159330 | Generator jacket thickness, mm | 32 | 32 | 32 | 32 | 32 | 32 | 32 | 32 | 32 | 32 | 32 | 32
[22 empty] | 1.5 | 7.6271 | 0.18908 | 36335 | 4206.0188 | 19.2296 | 698.707 | 40.44 | 153398 | Diameter of rotating spider, mm | 2323 | 2629 | 2935 | 3302 | 3607 | 3913 | 4219 | 4586 | 4891 | 5197 | 5503 | 5870
[31 empty] | Diameter of armature rotor, mm | 2824 | 3206 | 3589 | 4047 | 4429 | 4811 | 5194 | 5652 | 6034 | 6416 | 6799 | 7257
[25 empty] | Ave= | 3167.5578 |  |  | 42.028 | kN/m2 | Diameter of rotating iron, inner rim, mm | 2774 | 3156 | 3539 | 3997 | 4379 | 4761 | 5144 | 5602 | 5984 | 6366 | 6749 | 7207
[29 empty] | 6.0956 | psi | Mean inner rim dia, rotor iron, mm | 2496 | 2948 | 3376 | 3873 | 4277 | 4676 | 5071 | 5542 | 5932 | 6320 | 6707 | 7171
[31 empty] | Brake disc pitch dia, m | 2.246 | 2.698 | 3.126 | 3.623 | 4.027 | 4.426 | 4.821 | 5.292 | 5.682 | 6.07 | 6.457 | 6.921
[31 empty] | Number brake calipers | 5 | 5 | 5 | 5 | 4 | 4 | 4 | 4 | 4 | 3 | 3 | 2
[31 empty] | Main housing, kg | 5204 | 5204 | 5204 | 5204 | 5204 | 5204 | 5204 | 5204 | 5204 | 5204 | 5204 | 5204
[31 empty] | Mainshaft, kg | 1851 | 1851 | 1851 | 1851 | 1851 | 1851 | 1851 | 1851 | 1851 | 1851 | 1851 | 1851
[31 empty] | Gudgen shaft, kg | 1429 | 1429 | 1429 | 1429 | 1429 | 1429 | 1429 | 1429 | 1429 | 1429 | 1429 | 1429
[31 empty] | Rotating spider, kg | 1117 | 1759 | 2188 | 2783 | 3349 | 3981 | 4680 | 5610 | 6464 | 7391 | 8392 | 9694
[31 empty] | Armature rotor, kg | 15741 | 10833 | 7877 | 5704 | 4541 | 3727 | 3137 | 2624 | 2306 | 2056 | 1856 | 1664
[31 empty] | Generator jacket , kg | 4718 | 4045 | 3551 | 3112 | 2835 | 2614 | 2435 | 2262 | 2145 | 2047 | 1965 | 1882
[31 empty] | Gen outside ring support, kg | 2331 | 2893 | 3514 | 4339 | 5093 | 5906 | 6780 | 7908 | 8915 | 9981 | 11108 | 12539
[31 empty] | Mainshaft bearings, kg | 605 | 605 | 605 | 605 | 605 | 605 | 605 | 605 | 605 | 605 | 605 | 605
[31 empty] | Retainer, maishaft, kg | 115 | 115 | 115 | 115 | 115 | 115 | 115 | 115 | 115 | 115 | 115 | 115
[31 empty] | Nacelle cover forward, kg | 397 | 396 | 409 | 437 | 469 | 507 | 551 | 610 | 663 | 721 | 783 | 861
[31 empty] | Nacelle cover, rear, kg | 559 | 529 | 509 | 494 | 487 | 482 | 480 | 480 | 481 | 483 | 486 | 490
[31 empty] | Brake disc, kg | 214 | 297 | 402 | 547 | 659 | 769 | 877 | 1004 | 1110 | 1215 | 1320 | 1445
[31 empty] | Total, kg | 34067 | 29658 | 27251 | 26074 | 25977 | 26421 | 27267 | 28699 | 30178 | 31883 | 33793 | 36335
[31 empty] | Main housing, USD | 12021 | 12021 | 12021 | 12021 | 12021 | 12021 | 12021 | 12021 | 12021 | 12021 | 12021 | 12021
[31 empty] | Mainshaft, USD | 4276 | 4276 | 4276 | 4276 | 4276 | 4276 | 4276 | 4276 | 4276 | 4276 | 4276 | 4276
[31 empty] | Gudgen shaft, USD | 3301 | 3301 | 3301 | 3301 | 3301 | 3301 | 3301 | 3301 | 3301 | 3301 | 3301 | 3301
[31 empty] | Rotating spider, USD | 3210 | 5265 | 6790 | 8979 | 11125 | 13582 | 16369 | 20172 | 23742 | 27695 | 32045 | 37812
[31 empty] | Gen jacket, USD | 13553 | 12103 | 11018 | 10041 | 9416 | 8918 | 8517 | 8134 | 7879 | 7671 | 7502 | 7343
[31 empty] | Gen outside ring support, USD | 6698 | 8656 | 10904 | 13997 | 16916 | 20153 | 23716 | 28434 | 32742 | 37400 | 42414 | 48910
[31 empty] | Mainshaft bearings, USD | 17676 | 17676 | 17676 | 17676 | 17676 | 17676 | 17676 | 17676 | 17676 | 17676 | 17676 | 17676
[31 empty] | Retainer,mainshaft, USD | 266 | 266 | 266 | 266 | 266 | 266 | 266 | 266 | 266 | 266 | 266 | 266
[31 empty] | Nacelle covers, USD | 12665 | 12295 | 12212 | 12371 | 12662 | 13063 | 13556 | 14249 | 14901 | 15614 | 16383 | 17375
[31 empty] | Assemble and test, USD | 8087 | 8746 | 9403 | 10191 | 10851 | 11513 | 12178 | 12982 | 13657 | 14335 | 15019 | 15846
[31 empty] | Transport premium, USD | 0 | 0 | 0 | 4888 | 5033 | 5170 | 5300 | 5448 | 5565 | 5677 | 5785 | 5910
[31 empty] | Generator active magnetics, USD | 348772 | 300689 | 265343 | 233927 | 214020 | 198163 | 185338 | 172974 | 164617 | 157655 | 151827 | 146055
[31 empty] | Brake system, USD | 11269 | 11811 | 12380 | 13098 | 13728 | 14389 | 15082 | 15957 | 16725 | 17530 | 18373 | 19439
[31 empty] | Total cost, USD | 441794 | 397104 | 365589 | 345033 | 331291 | 322491 | 317596 | 315889 | 317368 | 321117 | 326890 | 336230
[31 empty] | Generators, USD | 362325 | 312792 | 276361 | 243968 | 223437 | 207081 | 193855 | 181107 | 172496 | 165326 | 159330 | 153398
[31 empty] | Mainshaft, USD | 4276 | 4276 | 4276 | 4276 | 4276 | 4276 | 4276 | 4276 | 4276 | 4276 | 4276 | 4276
[31 empty] | Nacelle cover, USD | 12665 | 12295 | 12212 | 12371 | 12662 | 13063 | 13556 | 14249 | 14901 | 15614 | 16383 | 17375
[31 empty] | Nacelle structure, USD | 43171 | 47185 | 50958 | 56240 | 61305 | 66999 | 73350 | 81870 | 89748 | 98359 | 107723 | 119986
[31 empty] | Transport prem, USD | 0 | 0 | 0 | 4888 | 5033 | 5170 | 5300 | 5448 | 5565 | 5677 | 5785 | 5910
[31 empty] | Assemble and test, USD | 8087 | 8746 | 9403 | 10191 | 10851 | 11513 | 12178 | 12982 | 13657 | 14335 | 15019 | 15846
[31 empty] | Brake system, USD | 11269 | 11811 | 12380 | 13098 | 13728 | 14389 | 15082 | 15957 | 16725 | 17530 | 18373 | 19439
[31 empty] | Total, USD | 441794 | 397104 | 365589 | 345033 | 331291 | 322491 | 317596 | 315889 | 317368 | 321117 | 326890 | 336230
[31 empty] | Mainshaft RPM | 76: 20.5
[31 empty] | Design kW, mechanical | 76: 1574; 86: kW
[31 empty] | Design kW, electrical | 76: 1500; 86: kW
[31 empty] | Rotor back iron | 76: 25; 86: mm
[31 empty] | Gap shear stress | 76: 0.06; 86: mPa
[31 empty] | Jacket thickness | 76: 30; 86: mm
[31 empty] | Caliper force/unit | 76: 200000; 86: N
[31 empty] | Magnet + pole gap thickness | 76: 35; 86: mm
[31 empty] | Stator pole height | 76: 80; 86: mm
[31 empty] | Airgap | 76: 5; 86: mm
[31 empty] | Slot depth | 76: 60; 86: mm
[31 empty] | Stator back iron | 76: 20; 86: mm
[31 empty] | Matl const, ductile | 76: 7.197e-06
[31 empty] | Structural gen OD wall thick, min | 76: 35; 86: mm
[31 empty] | Pole pitch | 76: 120.0537; 86: mm
[31 empty] | Size exponent | 76: 0.33
[31 empty] | base diameter | 76: 1.5; 86: m
[31 empty] | Torque at rated | 76: 698707; 86: Nm
Note on C22: The Cost Factor for generators for 3 stage planetary drives (Design Option 1) was taken from the WindPACT Rotor Design Study. This multiplier assumes generators scale at at set $ amount per kW of rating. This formula was adjusted from 2002 $ to 2005$ using the PPI indexes for Generators.
Note on D22: The Cost Factor for generators for single stage drives with medium speed generators (Design Option 2) scales much the same as generators for planetary drives, on a $ per kW basis. This multiplier was developed as a ratio between the WindPACT medium speed generator and the WindPACT baseline planetary generators. This formula was adjusted from 2002 $ to 2005$ using the PPI indexes for Generators.
Note on E22: The Cost Factor for generators for multi generator drives (Design Option 3) scales the same as generators for planetary drives, on a $ per kW basis. This multiplier was developed as a ratio between the multi generator costs and the baseline planetary generators. This formula was adjusted from 2002 $ to 2005$ using the PPI indexes for Generators.
Note on F22: The Cost Factor for direct drive generators (Design Option 4) scales the same as generators for planetary drives, on a $ per kW basis. This multiplier was developed as a ratio between the WindPACT direct drive generator and the WindPACT baseline planetary generators. This formula was adjusted from 2002 $ to 2005$ using the PPI indexes for Generators.
Note on C26: Rotor Study: Generator Mass = 3.3*Rating(kw) + 471
Note on D26: Curve multiplier is based on ratio between GEC Mass and WindPACT planetary mass, with same shape exponent
Note on E26: Curve multiplier is based on ratio between a MultiGenerator Mass and planetary mass, with same shape exponent
Note on F26: Curve multiplier and exponent is based on torque vs mass calculated in section below
Note on D34: Scaling Curve Assumes Plots are Linear through GEC Single Stage Drive, like Planetary Generator Curve
Note on E34: Scaling Curve Assumes Plots are Linear through Clipper Multi-Generator Designs, like Planetary Generator Curve
Note on F34: Scaling Curve Assumes Plots are Linear through NPS Direct Drive, like Planetary Generator Curve
Note on H34: Cost from GEC WindPACT Drive Train Report
Note on I34: CONFIDENTIAL DATA: From Clipper Costing Documents
Note on J34: Data from NPS WindPACT Drive Train Report
Note on I37: Cost in $2002
Note on C63: Check Calculation of Curve vs WindPACT rotor report data on right
Note on D63: Curve multiplier is based on ratio between GEC Mass and WindPACT planetary mass, with same shape exponent
Note on E63: Curve multiplier is based on ratio between Clipper Generator Mass and WindPACT planetary mass, with same shape exponent
Note on F63: bmaples: Direct drive generator calculation are calculated seperately to the right.
Note on G63: Model taken from WindPACT Rotor Study: Generator Mass = 3.3*Rating(kw) + 471
Note on H63: From GEC Shipping Documents
Note on I63: Clipper Generators @ 4000lbs each x 4 Generators: Converted to kgs

## Variable Speed Elect (hidden)
Based on Combined Land Based-Offshore Turbine Cost Model. V2.01.12
Note: This Model Contains Proprietary or Wind Technology Protected Data, and Should Not Be Released Outside of the DOE/NREL/SNL, until Further Notice.
Variable Speed Electronics
From Input Page
Wind Turbine Rating | 1910
Outputs
PE Cost $2002 | 151501.2 | 1.3182 | PPI Escalator $2002 to Current
PE Cost Current Year $ | 199706.1273 | 2010 | = Current Year'
PE cost per kW | 79.32
Note on B10: Rating Time PE Cost Below. Based on Back to Back PWM Converters.
Note on B14: Based on Wind Turbine Rating. From GEC WindPACT Drive Train Study. Based on Full power conversion, using back to back PWM modulated IGBT systems, as described in Appendix F "1.5 MW IGBT-IGBT Drive Pricing Estimate", page F.4-4.

## Yaw Drive & Bearing (hidden)
Based on Combined Land Based-Offshore Turbine Cost Model. V2.01.12
Note: This Model Contains Proprietary or Wind Technology Protected Data, and Should Not Be Released Outside of the DOE/NREL/SNL, until Further Notice.
Yaw Drive and Yaw Bearing
From Input Sheet
Rotor Diameter | 96.9
Outputs
Yaw Bearing Mass kgs | 3442.8611
Total Yaw System Mass kgs | 5508.5778
Yaw System Cost $2002 | 52251.3447 | 1.3937 | PPI Escalator $2002 to Current
Yaw Bearing Cost Current Year $ | 72822.3268 | 2010 | = Current Year'
Yaw Drive Mass Coefficient | 0.0009
Yaw Drive Mass Exponent | 3.314
Yaw Drive Cost Coefficient | 0.0339
Yaw Drive Cost Exponent | 2.9637
Total Yaw Drive Mass = 1.6 * (Mass Coefficient * Rotor Diameter ^ Mass Exponent)
Total Yaw System Cost = 2 * (Cost Coefficient * Rotor Diameter ^ Cost Exponent)
Data from Avon Bearings
Rotor Diameter (meters) | Yaw Bearing Mass | Bearing Cost | System Cost
46.6 | 355 | 3331 | 6662
66 | 770 | 6374 | 12748
93 | 4000 | 29105 | 58210
120 | 6800 | 46000 | 92000
Current Design
96.9 | 3442.8611 | 26125.6724 | 52251.3447
Note on B10: From Avon Bearing Mass Data Equation Below.
Note on B11: Total Yaw System Mass (Bearings, Drives & Brakes) is 1.6 time Bearing Mass. Based on LWST Detailed Turbine Data.
Note on B12: From Bearing Cost vs Rotor Diameter Plot below, based on Avon Bearing Data from GEC WindPACT Rotor Study. Bearing Cost are multiplied times 2, to cover Yaw Drive and Yaw Brakes (consistent with WindPACT assumptions).
Note on B27: From Actual Avon Bearing Data quoted in WindPACT Rotor Study Appendix
Note on C27: From Actual Avon Bearing Cost in WindPACT Rotor Study Appendix
Note on D27: System Cost is Estimated as Two Times Bearing Cost to Cover Yaw Drive, and Yaw Brakes. Multiplier of 2 is Based on WindPACT Rotor Study Assumptions.

## Mainframe (hidden)
Based on Combined Land Based-Offshore Turbine Cost Model. V2.01.12
Note: This Model Contains Proprietary or Wind Technology Protected Data, and Should Not Be Released Outside of the DOE/NREL/SNL, until Further Notice.
Mainframe/Bedplate
From Input Sheet
Rotor Diameter | 96.9
Machine Rating | 1910
Rated Hub Power | 2117
Max Tip Speed | 80
Drive Train Type | 1
Service Crane | 1
Outputs
Mainframe Mass kgs | 0
Nacelle Platforms kgs | 0
Service Crane kgs | 3000
Total Mainframe mass | 3000
Mainframe Cost $2002 | 71695.9686 | 1.3926 | PPI Escalator $2002 to Current
Nacelle Platforms $2002 | 0
Service Crane $2002 | 12000
Machine Base Hardware $2002 | 50187.178
All Mainframe Comp $2002 | 133883.1467
Mainframe Cost Current Year $ | 186442.0478 | 2010 | = Current Year'
Mainframe Cost Look Up Table
Design Option | 1 | 2 | 3 | 4
Multiplier | 9.4885 | 303.96 | 17.923 | 627.28
Power | 1.9525 | 1.0669 | 1.6716 | 0.85
Mainframe Mass Look Up Table
Design Option | 1 | 2 | 3 | 4
Multiplier |  | 1.2949 | 1.7208
Power |  | 1.9525 | 1.9525
Calculated Mass (kg) | 34806.6477 |  |  | 19143.6563
Data For Baseline from Drive Train Studies
Actual or Study Values
| Type (1) Drive Train |  | Type (2) | Type (3) |  | Type (4)
Rotor Diameter (meters) | Cost | Mass kgs | Cost | Cost | Mass
50 |  |  | 22024 | 13262
50 | 19778 | 4653.6471
70 |  |  | 26018 | 18671
70 | 34100 | 8023.5294 | 24788 |  |  | 23215
70 | 41976 | 9876.7059
93 |  | 0 |  | 39120.4764 | 12000
99 |  |  | 37252 | 37831 |  | 31169
99 | 68541 | 16127.2941 | 49996
99 | 81845 | 19257.6471
128
Main Frame Mass
Rotor Weight (kg) | 48759.8742
Rotor Torque (Nm) | 1282108.125
Rotor Speed (rpm) | 15.7677
Rated Wind Speed (m/s) | 10.1686
Mass From Torque (kg) | 13493.9316
Mass From Thrust (kg) | 4133.7316
Mass From Rotor Weight (kg) | 8030.2077
Mass From Area (kg) | 9148.7768
Total Mass (kg) | 34806.6477
Bedplate Weight Factor | 2.86
Tower Top Diameter (m) | 3.8389
Bedplate Area (m2) | 31.9887
Bedplate Length (m) | 7.9986
Maximum Thrust (N) | 238293.5272
Axial Thrust Coefficient | 0.5
Note on B15: Calculated Using Lookup Table below, based on type of design.
Note on B16: Based on an LWST Report, Nacelle Platforms are 12.5% of the Mainframe Mass
Note on B17: Based on an LWST Report Service Crane is Roughly 3000 kgs
Note on B20: Based on LWST Subcontract Data, Plaforms are $8.7 kg.
Note on B21: Based on LWST Cost onboard Service Crane is Approximately $12,000. (Clipper - Wind Technology Protected Data)
Note on B22: Miscellaneous Hardware for Mainframe Assembly, Attachments and Supports. =70% of Mainframe Cost.
Note on B28: Design Option 1, Standard 3 stage Gearbox. Based on Mainframe vs Diameter Type 1 plot below.
Note on C28: Drive Trian Type 2, (Single Stage Drive Medium Speed Generator), is Generally self supporting and requires no Mainframe. However additional costs are associated with supports for ancilliary equipment in the Nacelle. Multiplier and Power law developed from Type 2 Plot below. Based on data from Drive train reports.
Note on D28: Drive Trian Type 3, (Multi Generator), requires a limited mainframe. Plot follows Type 3 Plot below. Based Drive Train Studies (GEC) and actual Clipper data.
Note on E28: Drive Trian Type 4, (Direct Drive), is Generally self supporting but still requires a limited bedplate. Based on NPS Drive Train Report Data and Curve Below.
Note on B33: Design Option 1, 3 stage gearbox. Calculations adapted from the University of Sunderland's "Cost Modelling of Horizontal Axis Wind Turbines" 1994
Note on C33: Drive Trian Type 2, (Single Stage Drive Medium Speed Generator), is Generally self supporting and requires no Mainframe. However additional mass is associated with supports for ancilliary equipment in the Nacelle. Based on Comparison of Type 2 to Type 1 design in GEC Drive Train Study, Single Stage will be .58 of the Baseline (Page 13 - cost of Single PM Support Structure/Baseline Support Structure). Using the same factor (since cost and mass are a simple product relationship in WindPACT Rotor Study), then multiplier is therefore .58x2.2326=1.2949. Will still follow a roughly square Power law.
Note on D33: Drive Trian Type 3, (Multi Generator), requires a limited mainframe. It is assumed to be a roughly cubic relationship like the Baseline. But multipliers are calculated from the ratio of the Clipper Data (below) to the baseline mass and cost.
Note on E33: Drive Trian Type 4, (Direct Drive), is Generally self supporting but still requires a limited bedplate. Based on Comparison of Type 4 to Type 1 design in NPS Drive Train Study, DD bedplate will be .55 of the Baseline (Page 9-1 - cost of DD 4 m/Baseline Bedplate). This assumes there is a direct linear relationship between cost and masss.
Note on E41: Contains Wind Technology Protected Data
Note on B42: All Costs in 2002 $
Note on C42: Back calculated from Cost using $4.25 kg for castings, from WindPACT Rotor Study
Note on D43: From GEC WindPACT Drive Train Study
Note on E43: From GEC WindPACT Drive Train Study
Note on B44: From GEC WindPACT Drive Train Study
Note on D45: From GEC WindPACT Drive Train Study
Note on E45: From GEC WindPACT Drive Train Study
Note on B46: From GEC WindPACT Drive Train Study
Note on D46: From NPS WindPACT Drive Train STudy
Note on G46: From NPS WindPACT Drive Train Study
Note on B47: From NPS WindPACT Drive Train Study
Note on C48: Calculated from Look up Table Above, for Type 1 Design. Used for Comparison to Type 3 Design.
Note on E48: Clipper cost in 2005$, converted to 2002 $ using PPI Calcs (Original Value $47,000/1.0915)
Note on F48: From Clipper, Wind Technology Protected Data
Note on D49: From GEC WindPACT Drive Train Study
Note on E49: From GEC WindPACT Drive Train Study
Note on G49: From NPS WindPACT Drive Train Study
Note on B50: From GEC WindPACT Drive Train Study
Note on D50: From NPS WindPACT Drive Train Study
Note on B51: From NPS WindPACT Drive Train Study
Note on A86: BMaples: Calculations adapted from the University of Sunderland's "Cost Modelling of Horizontal Axis Wind Turbines" 1994
Note on B96: BMaples: Modular= 2.86 Modular-advanced= 2.4 Integral= 0.71
Note on B97: BMaples: For Rotor Diameter: 0m<D<15m=0.3 15m<D<60m=0.07042*D-.715 60m<D=.01229*D+2.648
Note on B100: BMaples: Need more info on aerodynamic drag and thrust factors (see pg.35 of Sunderland report)
Note on B101: BMaples: Sources found with coefficients ranging from .1 to 1

## Electrical Connections (hidden)
Based on Combined Land Based-Offshore Turbine Cost Model. V2.01.12
Note: This Model Contains Proprietary or Wind Technology Protected Data, and Should Not Be Released Outside of the DOE/NREL/SNL, until Further Notice.
Electrical Connections
From Input Sheet
Machine Rating | 1910
Outputs
Electrical Connection Cost in $2002 | 76400 | 1.7516 | PPI Escalator $2002 to Current
Cost in Current Year $ | 133822.6485 | 2010 | = Current Year'
Electrical Connection $/kW | 40
Note on B10: Based on WindPACT Rotor Study Cost of $40/kW

## Hydraulic, Cooling System (hidden)
Based on Combined Land Based-Offshore Turbine Cost Model. V2.01.12
Note: This Model Contains Proprietary or Wind Technology Protected Data, and Should Not Be Released Outside of the DOE/NREL/SNL, until Further Notice.
Hydraulic, Cooling Systems
From Input Sheet
Machine Rating | 1910
Outputs
Hydraulic, Cooling System Mass kgs | 152.8
Hydraulic, Cooling System Cost in $2002 | 22920 | 1.3578 | PPI Escalator $2002 to Current
Cost in Current Year $ | 31121.7647 | 2010 | = Current Year'
Hydraulic Mass Coefficient |  | 0.08
Hydraulic Cost Coefficient |  | 12 | $/kW
Note on B10: Based on LWST Report, Mass = .08kgs/kW of Rating.
Note on B11: Based on LWST Clipper Report (Wind Technology Protected Data). Hydraulic and Cooling System $12 kW. Cover Brakes, and Cooling System for Generator or Other Critical Components.

## Nacelle Cover (hidden)
Based on Combined Land Based-Offshore Turbine Cost Model. V2.01.12
Note: This Model Contains Proprietary or Wind Technology Protected Data, and Should Not Be Released Outside of the DOE/NREL/SNL, until Further Notice.
Nacelle Cover
From Input Sheet
Machine Rating | 1910
Outputs
Nacelle Cover Mass | 2876.1522
Nacelle Cover Cost $2002 | 25885.37 | 1.0551 | PPI Escalator $2002 to Current
Cost in Current Year $ | 27311.6301 | 2010 | = Current Year'
Cost Slope | 11.537
Cost Intercept | 3849.7
Mass Coefficient | 0.11111 | kg/$ cost
Rotor Diameter | Rating | Nacelle Cover Cost in $2002 | Drive Train Type
50 | 750 | 15000 | 1
50 | 750 | 7846.8 | 1
70 | 1500 | 33000 | 1
70 | 1500 | 20640 | 1
70 | 1500 | 17400 | 4
70 | 1500 | 17403.8 | 1
93 | 2500 | 30943.5856 | 3
99 | 3000 | 63000 | 1
99 | 3000 | 40000 | 1
99 | 3000 | 35000 | 4
99 | 3000 | 30000 | 3
99 | 3000 | 24395.5 | 1
Current Design
| 1910 | 25885.37
Nacelle Escalation Factor for GEC Drive Train Study (2000 up to 2002) | 1.006
Clipper De-escalation factor (2004 down to 2002) | 1.0647
Note on B10: Based on estimate of $9/kg, fabricated cost of cover, in $2002
Note on B11: Based on Cost vs Rating Curve Below
Note on C20: From GEC Rotor Study Report
Note on C21: From GEC Drive Train Report
Note on C22: From GEC Rotor Study Report
Note on C23: From NPS Drive Train Report
Note on C24: From NPS Drive Train Report
Note on C25: From GEC Drive Train Report
Note on C26: Clipper Actual, Includes Roll up Rear Door, in $2002 to Match other Data
Note on C27: From GEC Rotor Study Report
Note on C28: From NPS Drive Train Report
Note on C29: From NPS Drive Train Report
Note on C30: From NPS Drive Train Report
Note on C31: From GEC Drive Train Report

## L-B Control, Safety System (hidden)
Based on Combined Land Based-Offshore Turbine Cost Model. V2.01.12
Note: This Model Contains Proprietary or Wind Technology Protected Data, and Should Not Be Released Outside of the DOE/NREL/SNL, until Further Notice.
Land Based Control, Safety System
Control, Safety System
Output
Control, Safety System $2002 | 35000 | 1.2349 | PPI Escalator $2002 to Current
Cost in Current Year $ | 43220.8784 | 2010 | = Current Year'
LB Control, Safety System Cost per turbine |  | 35000
Note on B7: Based on LWST Report: L-B Control System is Flat Amount Regardless of Machine Size or Rating ($35,000 in $2002).

## Tower (hidden)
Based on Combined Land Based-Offshore Turbine Cost Model. V2.01.12
Note: This Model Contains Proprietary or Wind Technology Protected Data, and Should Not Be Released Outside of the DOE/NREL/SNL, until Further Notice.
Tower - steel tubular
For details read this comment.
From Input Sheet
Input Rotor Diameter | 96.9 |  | Swept area* height
Input Hub Height (m) | 82.7 |  | 609877.9685
Tower technology | Advanced Design | 1 = baseline; 2 = advanced
Outputs
Calculated Mass (kg) | 166068.3586
2002 $/kg for Steel | 1.5 | 1.5944 | PPI Escalator $2002 to Current
Cost in $2002 | 249102.5379
Cost in Current Year $ | 397166.0362 | 2010 | = Current Year'
WindPACT baseline linear fit for 2002 technology; no mass reduction due to controls or twist-flap coupling.
Slope: | 0.39725
Intercept: | -1414.3819
WindPACT final design linear fit for advanced technology including twist-flap coupling and feedback control
Slope: | 0.26938
Intercept: | 1779.3282
Tower Cost Coefficient | 1.5 | $/kg
Smith, K. (2001). "WindPACT Turbine Design Scaling Studies Technical Area 2: Turbine, Rotor, and Blade Logistics." NREL/SR-500-29439
From table on p. A-5.
WindPACT Static load design.
Rotor Diameter (m) | Hub Height (m) | Swept Area (m^2) | Swept Area * Height (m^3) | Base Section Diameter (mm) | Top Section Diameter (mm) | Total Mass (kg)
20 | 26 | 314.1593 | 8168.1409 | 1498 | 749 | 3816
30 | 39 | 706.8583 | 27567.4755 | 2246 | 1123 | 12866
40 | 52 | 1256.6371 | 65345.1272 | 2994 | 1497 | 30479
50 | 65 | 1963.4954 | 127627.2016 | 3741 | 1871 | 59499
60 | 78 | 2827.4334 | 220539.8043 | 4489 | 2244 | 102772
66 | 85.8 | 3421.1944 | 293538.4795 | 4937 | 2469 | 136760
70 | 91 | 3848.451 | 350209.0411 | 5236 | 2618 | 163141
80 | 104 | 5026.5482 | 522761.0176 | 5983 | 2992 | 243450
85 | 110.5 | 5674.5017 | 627032.4412 | 6357 | 3178 | 291970
90 | 117 | 6361.7251 | 744321.8395 | 6730 | 3365 | 346540
100 | 130 | 7853.9816 | 1021017.6124 | 7477 | 3739 | 475252
110 | 143 | 9503.3178 | 1358974.4421 | 8224 | 4112 | 632425
120 | 156 | 11309.7336 | 1764318.4343 | 8971 | 4485 | 820900
130 | 169 | 13273.229 | 2243175.6945 | 9717 | 4859 | 1043515
140 | 182 | 15393.804 | 2801672.3285 | 10464 | 5232 | 1303109
150 | 195 | 17671.4587 | 3445934.4419 | 11211 | 5605 | 1602520
160 | 208 | 20106.193 | 4182088.1405 | 11957 | 5979 | 1944585
170 | 221 | 22698.0069 | 5016259.5298 | 12704 | 6352 | 2332141
RFP No. RAM-3-33200. (11/17/2003). "The Nacelle Erection System for Tall Towers." Tennessee Valley Infrastructure Group, Inc., LWST Project - Phase II Technical Area: Component Development
From GE info in Attachment G - apparently 3 commercially available towers for these rotors
GE 1.5 MW Turbines
Rotor Diameter (m) | Hub Height (m) | Base Section Diameter (m) | Top Section Diameter (m) | Swept Area (m^2) | Swept area * Height (m^3) | Total Mass (kg)
65 | 65 | 4.078 | 2.6 | 3318.3072 | 215689.9706 | 80641
70.5 | 65 | 4.078 | 2.6 | 3903.6252 | 253735.6394 | 80641
77 | 65 | 4.078 | 2.6 | 4656.6257 | 302680.6712 | 80641
65 | 80 | 4.078 | 2.6 | 3318.3072 | 265464.5792 | 109161
70.5 | 80 | 4.078 | 2.6 | 3903.6252 | 312290.0177 | 109161
77 | 80 | 4.078 | 2.6 | 4656.6257 | 372530.0569 | 109161
65 | 100 | 4.75 | 2.6 | 3318.3072 | 331830.724 | 156161
70.5 | 100 | 4.75 | 2.6 | 3903.6252 | 390362.5222 | 156161
77 | 100 | 4.75 | 2.6 | 4656.6257 | 465662.5711 | 156161
Malcolm, D.J., Hansen, A.C. (2002). "WindPACT Turbine Rotor Design Study." NREL/SR-500-32495
From Table 6-2, p. 39.
WindPACT Baseline and Final designs
Rotor Diameter (m) | Tower Height (m) | Swept Area (m^2) | Swept area * Height (m^3) | Total Mass Baseline (kg) | Total Mass Final (kg)
50 | 60 | 1963.4954 | 117809.7245 | 46440 | 29054
70 | 84 | 3848.451 | 323269.8841 | 122522 | 94869
99 | 119 | 7697.6874 | 916024.8005 | 367610 | 246992
128 | 154 | 12867.9635 | 1981666.3804 | 784101
* These columns are computed using relationship between rotor diameter and thrust from WindPACT NREL/SR-500-29439
Clipper manufacturer supplied, proprietary information from LWST subcontract submittals (provided by Alan Laxson).
Rotor Diameter (m) | Hub Height (m) | Swept Area (m^2) | Swept area * Height (m^3) | Base Diameter (m) | Top Diameter (m) | Total Mass (kg)
93 | 80 | 6792.9087 | 543432.6972 | 4.42 | 3.59 | 204000
93 | 73.5 | 6792.9087 | 499278.7906 | 4.42 | 3.59 | 181500
Vestas sales brochures downloaded from website 3/10/06 (http://www.vestas.com/uk/Products/download/download_UK2.asp)
Rotor Diameter (m) | Hub Height (m) | Swept Area (m^2) | Swept area * Height (m^3) | Base Diameter (m) | Top Diameter (m) | Total Mass (kg)
80 | 60 | 5026.5482 | 301592.8947 |  |  | 125000 | IEC Class IIA
80 | 67 | 5026.5482 | 336778.7325 |  |  | 145000 | IEC Class IIA
80 | 78 | 5026.5482 | 392070.7632 |  |  | 200000 | IEC Class IIA
80 | 100 | 5026.5482 | 502654.8246 |  |  | 225000 | IEC Class IIA
80 | 60 | 5026.5482 | 301592.8947 |  |  | 130000 | IEC Class IA
80 | 67 | 5026.5482 | 336778.7325 |  |  | 160000 | IEC Class IA
80 | 78 | 5026.5482 | 392070.7632 |  |  | 205000 | IEC Class IA
82 | 59 | 5281.0173 | 311580.0178 |  |  | 72000 | IEC Class IIB
82 | 68.5 | 5281.0173 | 361749.6817 |  |  | 103000 | IEC Class IIB
82 | 70 | 5281.0173 | 369671.2075 |  |  | 106000 | IEC Class IIB
82 | 78 | 5281.0173 | 411919.3456 |  |  | 127000 | IEC Class IIB
90 | 65 | 6361.7251 | 413512.133 |  |  | 100000 | IEC Class IA -New tower design using stronger steel for ultimate strength and magnets to attach interior equipment to avoid knockdowns for welds.
90 | 80 | 6361.7251 | 508938.0099 |  |  | 160000 | IEC Class IA - New tower
90 | 90 | 6361.7251 | 572555.2611 |  |  | 170000 | IEC Class IIA - New tower design
90 | 105 | 6361.7251 | 667981.138 |  |  | 285000 | IEC Class IIA - New tower design
120 | 90 | 11309.7336 | 1017876.0198 |  |  | 220000 | Site specific design so no IEC class listed.
Smith, K. (2001). "WindPACT Turbine Design Scaling Studies Technical Area 2: Turbine, Rotor, and Blade Logistics." NREL/SR-500-29439
From table on p. A-1.
Additional turbines from WindPACT scaling studies
Rotor Diameter (m) | Hub Height (m) | Swept Area (m^2) | Swept area * Height (m^3) | Total Mass (kg)
91.4 | 61 | 6561.1848 | 400232.2753 | 115700
97.5 | 61 | 7466.1913 | 455437.6687 | 159600
80 | 80 | 5026.5482 | 402123.8597 | 179300
54 | 70 | 2290.221 | 160315.4731 | 107000
60 | 69 | 2827.4334 | 195092.9038 | 104000
50 | 50 | 1963.4954 | 98174.7704 | 109000
53 | 58 | 2206.1834 | 127958.6396 | 58740
66 | 80 | 3421.1944 | 273695.552 | 145000
47 | 65 | 1734.9445 | 112771.3953 | 50700
NREL Offshore Baseline 5 MW turbine from Jason Jonkman (NRELOffshrBsline5MW.xls)
Rotor Diameter (m) | Hub Height (m) | Swept Area (m^2) | Swept area * Height (m^3) | Total Mass (kg)
129 | 91.4 | 13069.8108 | 1194580.7105 | 345370.6 | TU Delft DOWEC - fictitious turbine
118 | 80 | 10935.884 | 874870.7222 | 540294.5 | Garrad Hassan RECOFF - fictitious turbine - really heavy turbine goes off the chart above.
126 | 90 | 12468.9812 | 1122208.3118 | 347460 | NREL OffshrBsline 5MW - ficticious turbine
Siemens website (http://www.powergeneration.siemens.com/en/windpower/products/index.cfm, accessed 060310)
Rotor Diameter (m) | Hub Height (m) | Swept Area (m^2) | Swept area * Height (m^3) | Total Mass (kg)
62 | 45 | 3019.0705 | 135858.1743 | 48000
62 | 49 | 3019.0705 | 147934.4565 | 54000
62 | 60 | 3019.0705 | 181144.2324 | 75000
62 | 68 | 3019.0705 | 205296.7967 | 94000
82.4 | 80 | 5332.665 | 426613.2027 | 158000
82.4 | 60 | 5332.665 | 319959.902 | 81000
82.4 | 60 | 5332.665 | 319959.902 | 98000 | Offshore
93 | 70 | 6792.9087 | 475503.6101 | 134000
93 | 80 | 6792.9087 | 543432.6972 | 162000
93 | 60 | 6792.9087 | 407574.5229 | 81000
93 | 60 | 6792.9087 | 407574.5229 | 98000 | Offshore
107 | 80 | 8992.0236 | 719361.8858 | 250000
107 | 100 | 8992.0236 | 899202.3573 | 350000
Note on A6: mhand: Given any turbine diameter, hub height, and tower mass, a comparison can be made between steel tubular towers. The initial WindPACT scaling studies provide the most crude estimate of tower mass based on the most extreme base moment. Other turbines are designed for trade-offs between buckling and overturning moment for a more precise set of load conditions. Fatigue loads are also estimated. The WindPACT baseline design uses conventional technology circa 2002 and scales it up. The WindPACT final design uses advanced technologies including tower feedback in the control system, flap-twist coupling in the blade, and reduced blade solidity in conjunction with higher tip speeds. These final designs show the trends for future design. For comparison, commerical turbines are placed on the chart. These assume that that the different rotors have similar thrust coefficients. The tower mass, provided by the manufacturers, is based on a design for the variety of design conditions and tradeoffs for turbines with different rotors and hub heights. Note that this commercial data should not be disclosed outside NREL. For initial SeaCon studies, the WindPACT baseline trend line seems most conservative for a baseline. No consideration has been made for base diameters exceeding transportation system restrictions. Perhaps this contributes to the Vestas designs' high slope compared to the WindPACT studies which were not restricted for transportation. WindPACT cost of steel was $1.50/kg in 2002 dollars; escalation factor of 1.38 from 2002 to 2005 dollars yield price of steel in 2005 to be $2.07/kg.

## L-B Foundations (hidden)
Based on Combined Land Based-Offshore Turbine Cost Model. V2.01.12
Note: This Model Contains Proprietary or Wind Technology Protected Data, and Should Not Be Released Outside of the DOE/NREL/SNL, until Further Notice.
Land Based Foundations
Foundations
From Input Sheet
Rotor Diameter | 96.9
Hub Height | 82.7
Calculated Swept Area | 7374.5824
Hub Height * Swept Area | 609877.9685
Output
Foundation Cost $ 2002 | 65658.214 | 1.491 | PPI Escalator $2002 to Current
Cost in Current Year $ | 97895.8503 | 2010 | = Current Year'
Equation = 303.24* (Hub Height*Swept Area)^.4037
Foundation Cost Coefficient | 303.23
Foundation Cost Exponent | 0.4037
Rating | Diameter | Hub Height | Swept Area/m2 | HH* Swept Area | Cost $2002
750 | 50 | 60 | 1963.4954 | 117809.7245 | 34919
1500 | 70 | 84 | 3848.451 | 323269.8841 | 48513
3000 | 99 | 119 | 7697.6874 | 916024.8005 | 76765
5000 | 128 | 154 | 12867.9635 | 1981666.3804 | 108094
Current Design
| 96.9 | 82.7 | 7374.5824 | 609877.9685 | 65658.214
Note on B13: Based on WindPACT Rotor Study: Cost of Foundation vs Hub Height * Swept Area (Proportional to Overturning Moment). From Equation/Curve Below
Note on F22: All Data from WindPACT Rotor Study

## L-B Transportation (hidden)
Based on Combined Land Based-Offshore Turbine Cost Model. V2.01.12
Note: This Model Contains Proprietary or Wind Technology Protected Data, and Should Not Be Released Outside of the DOE/NREL/SNL, until Further Notice.
Land Based Transportation Costs
Transportation
From Input Page
Machine Rating | 1910
Outputs
Transportation in $2002 | 77835.2905 | 1.1665 | PPI Escalator $2002 to Current
Cost in Current Year $ | 90796.035 | 2010 | = Current Year'
Transportation 1st Coefficient | 1.581e-05
Transportation 2nd Coefficient | -0.0375
Transportation Intercept | 54.7
Transportation Cost Factor $/kW = 1st Coefficient * Machine Rating^2 + 2nd Coefficient * Machine Rating + Intercept
Transportation Cost = Machine Rating * Cost Factor
Machine Rating | Table 4-4 Baseline Costs | Table 3-1 Scaling Formula | Difference
750 | 26586 | 26601.0938 | 0.05674%
1500 | 51004 | 51033.75 | 0.05829%
3000 | 253410 | 253470 | 0.02367%
5000 | 1312150 | 1312250 | 0.00762%
Current Design
1910
Note on A19: WindPACT Rotor Study (Malcolm & Hanson 2002) p. 14. Used for both Land Based and Offshore Transportation.
Note on B24: From Table 4-4 WindPACT Rotor Study
Note on C24: Calculation Based on Scaling Formula in Table 3-1 of WindPACT Rotor Study

## L-B Roads, Civil (hidden)
Based on Combined Land Based-Offshore Turbine Cost Model. V2.01.12
Note: This Model Contains Proprietary or Wind Technology Protected Data, and Should Not Be Released Outside of the DOE/NREL/SNL, until Further Notice.
Land Based Roads, Civil Work
Roads, Civil Work
From Input Page
Machine Rating | 1910
Outputs
Roads, Civil works $2002 | 95044.2301 | 1.6154 | PPI Escalator $2002 to Current
Cost in Current Year $ | 153532.6507 | 2010 | = Current Year'
Roads & Civil 1st Coefficient | 2.17e-06
Roads & Civil 2nd Coefficient | -0.0145
Roads & Civil Intercept | 69.54
Roads, Civil works Cost Factor $/kW = 1st Coefficient * Rating ^2 + 2nd Coefficient * Rating + 69.54
Roads & Civil Cost = Cost Factor * Machine Rating
Machine Rating | Table 4-4 Baseline Costs | Table 3-1 Scaling Formula | Difference
750 | 44896 | 44914.2188 | 0.04056%
1500 | 78931 | 79008.75 | 0.09841%
3000 | 136359 | 136710 | 0.2567%
5000 | 255325 | 256450 | 0.4387%
Note on A17: WindPACT Rotor Study (Malcolm & Hanson 2002) p. 14.
Note on B21: From WindPACT Rotor Study Table 4-4.
Note on C21: From WindPACT Rotor Study Table 3-1 Scaling Formulas

## L-B Assembly, Install (hidden)
Based on Combined Land Based-Offshore Turbine Cost Model. V2.01.12
Note: This Model Contains Proprietary or Wind Technology Protected Data, and Should Not Be Released Outside of the DOE/NREL/SNL, until Further Notice.
Land Based Assembly & Installation
Assembly & Installation
From Input Page
Rotor Diameter (meters) | 96.9
Machine Hub Height | 82.7
Hub Height * Diameter | 8013.63
Outputs
Assembly and Installation | 74971.57 | 1.491 | PPI Escalator $2002 to Current
Cost in Current Year $ | 111781.9865 | 2010 | = Current Year'
Assembly, Install Coefficient | 1.965
Assembly, Install Exponent | 1.1736
Assembly and Installation Cost = Assembly Coefficient* (Hub Height* Rotor Diameter)^Assembly Exponent
From Plot Below
Rating | Rotor Diameter | Hub Height | Hub Height * Diameter | Assem/Install Cost $2002
750 | 50 | 60 | 3000 | 24374
1500 | 70 | 84 | 5880 | 50713
3000 | 99 | 119 | 11781 | 112714
5000 | 128 | 154 | 19712 | 224790
Current Design
| 96.9 | 82.7 | 8013.63 | 74971.57
Note on B12: Based on WindPACT Rotor Study Tables 4-3 and 4-4 Cost as a Function of Hub Height * Rotor Diameter
Note on A21: All Data from WindPACT Rotor Study Table 4-3 and 4-4

## L-B Electrical Interconnection (hidden)
Based on Combined Land Based-Offshore Turbine Cost Model. V2.01.12
Note: This Model Contains Proprietary or Wind Technology Protected Data, and Should Not Be Released Outside of the DOE/NREL/SNL, until Further Notice.
Land Based Electrical Interface/Connections
Electrical Interface/Connections
From Input Page
Machine Rating | 1910
Outputs
Electrical interface/connection in $2002 | 153221.8598 | 1.8234 | PPI Escalator $2002 to Current
Cost in Current Year $ | 279383.5687 | 2010 | = Current Year'
Elect Interface 1st Coefficient | 3.49e-06
Elect Interface 2nd Coefficient | -0.0221
Elect Interface Intercept | 109.7
Electrical Interface, Cost Factor $/kW = 1st Coefficient* Machine Rating^2 +2nd Coefficient * Rating + Intercept
Electrical Interface Cost = Cost Factor * Machine Rating
Rating | Table 4-4 Baseline Costs | Table 3-1 Scaling Formula | Difference
750 | 71304 | 71316.0938 | 0.01696%
1500 | 126552 | 126603.75 | 0.04088%
3000 | 224196 | 224430 | 0.1043%
5000 | 431500 | 432250 | 0.1735%
This Data for Reference Only - Use Formual Above
Rating | Diameter | Rating * Diameter | Cost
750 | 50 | 37500 | 71304
1500 | 70 | 105000 | 126552
3000 | 99 | 297000 | 224196
5000 | 128 | 640000 | 431500
Note on A17: WindPACT Rotor Study (Malcolm & Hanson 2002) p. 14.
Note on B22: From WindPACT Rotor Study Table 4-4
Note on C22: From WindPACT Rotor Study Table 3-1

## L-B Permits & Eng (hidden)
Based on Combined Land Based-Offshore Turbine Cost Model. V2.01.12
Note: This Model Contains Proprietary or Wind Technology Protected Data, and Should Not Be Released Outside of the DOE/NREL/SNL, until Further Notice.
Land Based Engineering and Permits
Engineering & Permits
From Input Page
Machine Rating | 1910
Outputs
Permits, engineering $ 2002 | 42418.3114 | 1.1263 | PPI Escalator $2002 to Current
Cost in Current Year $ | 47777.2817 | 2010 | = Current Year'
Permits & Eng 1st Coefficient | 0.000994
Permits & Eng 2nd Coefficient | 20.31
Permits and Engineering Cost =1st Coefficient* Machine Rating^2+2nd Coefficient*Machine Rating
Rating | Table 4-4 Baseline Costs | Table 3-1 Scaling Formula | Difference
750 | 15790 | 15791.625 | 0.01029%
1500 | 32698 | 32701.5 | 0.0107%
3000 | 69868 | 69876 | 0.01145%
5000 | 126385 | 126400 | 0.01187%
Note on A16: WindPACT Rotor Study (Malcolm & Hanson 2002) p. 14.
Note on B18: From WindPACT Rotor Study Table 4-4
Note on C18: From WindPACT Rotor Study Table 3-1

## L-B LRC (hidden)
Based on Combined Land Based-Offshore Turbine Cost Model. V2.01.12
Note: This Model Contains Proprietary or Wind Technology Protected Data, and Should Not Be Released Outside of the DOE/NREL/SNL, until Further Notice.
LB Levelized Replacment Costs
Levelized Replacement Cost $ per year
From Input Page
Machine Rating | 1910
Outputs
LRC $ 2002 | 20437 | 1.1263 | PPI Escalator $2002 to Current
Cost in Current Year $ | 23018.9339 | 2010 | = Current Year'
Levelized Replacement Cost $/kW $2002 | 10.7
Note on B14: Fixed for LWST Baseline Turbine in $ 2002

## L-B O&M (hidden)
Based on Combined Land Based-Offshore Turbine Cost Model. V2.01.12
Note: This Model Contains Proprietary or Wind Technology Protected Data, and Should Not Be Released Outside of the DOE/NREL/SNL, until Further Notice.
Land Based Operations and Maintenance Costs (O&M)
O&M $ per turbine/yr
From Input Page
Annual AEP in kWhs | 7819473.8218
Outputs
O&M $ 2002 | 54736.3168 | 1.1263 | PPI Escalator $2002 to Current
Cost in Current Year $ | 61651.4977 | 2010 | = Current Year'
O&M $/kWh $2002 | 0.007
Note on B14: Fixed for LWST Baseline Turbine in $ 2002

## L-B Lease Cost (hidden)
Based on Combined Land Based-Offshore Turbine Cost Model. V2.01.12
Note: This Model Contains Proprietary or Wind Technology Protected Data, and Should Not Be Released Outside of the DOE/NREL/SNL, until Further Notice.
Onshore Land Lease Costs
Land Lease Cost
From Input Page
Annual AEP in kWhs | 7819473.8218
Outputs
Land Lease Cost $ 2002 | 8445.0317 | 1.1263 | PPI Escalator $2002 to Current
Cost in Current Year $ | 9511.9454 | 2010 | = Current Year'
Lease Cost $/kWh $2002 | 0.00108
Note on B14: Fixed for LWST Baseline Turbine in $ 2002

## OS Control, Safety System (hidden)
Based on Combined Land Based-Offshore Turbine Cost Model. V2.01.12
Note: This Model Contains Proprietary or Wind Technology Protected Data, and Should Not Be Released Outside of the DOE/NREL/SNL, until Further Notice.
OS Control, Safety System, Condition Monitoring
Control, Safety System, Condition Monitoring
Output
Control, Safety System $2002 | 55900 | 1.2349 | PPI Escalator $2002 to Current
Cost in Current Year $ | 69029.9173 | 2010 | = Current Year'
OS Control, Safety System Cost | 55900 | Cost per Turbine
Note on B7: Based on LWST Report: Control System is Flat Amount Regardless of Machine Size or Rating ($35,000 in $2002). Offshore System Includes Considerably More Conditioning Monitoring Equipment, than onshore systems.

## OS Marinization (hidden)
Based on Combined Land Based-Offshore Turbine Cost Model. V2.01.12
Note: This Model Contains Proprietary or Wind Technology Protected Data, and Should Not Be Released Outside of the DOE/NREL/SNL, until Further Notice.
OS Marinization Cost
Marinization (10.00% of Turbine and Tower System)
From Cost Summary Page
Turbine and Tower Cost $ in Thousands | 2262.4293
Outputs
Cost in Current Year $ in Thousands | 226.2429 | 2010 | = Current Year'
% of Turbine and Tower Cost | 10%
Note on B13: Estimate Based on European Experience

## OS Port & Staging Equipment (hidden)
Based on Combined Land Based-Offshore Turbine Cost Model. V2.01.12
Note: This Model Contains Proprietary or Wind Technology Protected Data, and Should Not Be Released Outside of the DOE/NREL/SNL, until Further Notice.
Offshore Port and Staging Equipment
Port and staging equipment
From Input Page
Machine Rating | 1910
Outputs
Port & Staging Equipment in $2002 | 38200 | 1.4676 | PPI Escalator $2003 to Current
Cost in Current Year $ | 56062.7747 | 2010 | = Current Year'
Port & Staging Equipment per kW in $2002 | 20
Note on B15: Based on December 21, 2005 COE Analysis (Musial) for FY 07 Planning $100,000 per turbine (5MW -100 unit farm) converted to $ kW. From Private Industry Communications.

## OS Permits, Eng, Site Assess (hidden)
Based on Combined Land Based-Offshore Turbine Cost Model. V2.01.12
Note: This Model Contains Proprietary or Wind Technology Protected Data, and Should Not Be Released Outside of the DOE/NREL/SNL, until Further Notice.
Offshore Permits, Engineering, Site Assessment
Permits, Engineering, Site Assessment
From Input Page
Machine Rating | 1910
Outputs
Permits/Eng/Site Assessment $ 2003 | 70670 | 1.0996 | PPI Escalator $2003 to Current
Cost in Current Year $ | 77710.1803 | 2010 | = Current Year'
Permits, Eng, Site Assessment $ kW 2003 | 37
Note on B14: Based on December 21, 2005 COE Analysis (Musial) for FY 07 Planning Design & PM + Pre-construction Site Assessment = $185,000 per turbine (5MW -100 unit farm). Converted to $37.00 kW in 2003. Based on Private Industry Communications.

## OS Personnel Access Eqpt (hidden)
Based on Combined Land Based-Offshore Turbine Cost Model. V2.01.12
Note: This Model Contains Proprietary or Wind Technology Protected Data, and Should Not Be Released Outside of the DOE/NREL/SNL, until Further Notice.
Offshore Personnel Access Equipment
Personnel Access Equipment
Outputs
Personnel Access Equipment $2003 | 60000 | 1.0996 | PPI Escalator $2003 to Current
Cost in Current Year $ | 65977.2296 | 2010 | = Current Year'
Personnel Access Equipment per Turbine $2003 | 60000
Note on B12: Based on December 21, 2005 COE Analysis (Musial) for FY 07 Planning $60,000 per turbine regardless of size, in $2003. Escalated to 2005 $ Using PPI Calcs (GDP)

## OS Scour Protection (hidden)
Based on Combined Land Based-Offshore Turbine Cost Model. V2.01.12
Note: This Model Contains Proprietary or Wind Technology Protected Data, and Should Not Be Released Outside of the DOE/NREL/SNL, until Further Notice.
Offshore Scour Protection
Scour Protection
From Input Page
Machine Rating | 1910
Outputs
Scour Protection in $2003 | 105050 | 1.4676 | PPI Escalator $2003 to Current
Cost in Current Year $ | 154172.6304 | 2010 | = Current Year'
Scour Protection $kW in $2003 | 55
Note on B14: Based on December 21, 2005 COE Analysis (Musial) for FY 07 Planning $275,000 per turbine (5MW -100 unit farm), in $2003. Converted to $ kW = $55.00.

## OS Surety Bond (hidden)
Based on Combined Land Based-Offshore Turbine Cost Model. V2.01.12
Note: This Model Contains Proprietary or Wind Technology Protected Data, and Should Not Be Released Outside of the DOE/NREL/SNL, until Further Notice.
Offshore Surety Bond
Surety Bond (Decomissioning - 3.0% of ICC)
Outputs
Cost in Current Year $ in Thousands | 412.758 | 2010 | = Current Year'
Surrety Bond % of ICC | 3%
Note on B13: 3% of ICC less Warranty Cost

## OS Warranty Premium (hidden)
Based on Combined Land Based-Offshore Turbine Cost Model. V2.01.12
Note: This Model Contains Proprietary or Wind Technology Protected Data, and Should Not Be Released Outside of the DOE/NREL/SNL, until Further Notice.
Offshore Support Structure
Offshore Warranty Premium (15.00% of Turbine and Tower System)
Outputs
Cost in Current Year $ | 339.3644 | 2010 | = Current Year'
Offshore Warranty % of Turbine + Tower | 15%
Note on B11: Fixed Percentage of Turbine and Tower Systems

## OS LRC (hidden)
Based on Combined Land Based-Offshore Turbine Cost Model. V2.01.12
Note: This Model Contains Proprietary or Wind Technology Protected Data, and Should Not Be Released Outside of the DOE/NREL/SNL, until Further Notice.
Offshore Levelized Replacement Costs
Levelized Replacement Cost $ per year
From Input Page
Machine Rating | 1910
Outputs
Offshore LRC 2003 $ | 32470 | 1.0996 | PPI Escalator $2003 to Current
Cost in Current Year $ | 35704.6774 | 2010 | = Current Year'
Levelized Replacement Cost $/kW $2003 | 17
Note on B14: Fixed from Musial Cost Estimate of 2005. $51,000 for 3 MW turbine. $17.00 per kW.

## OS O&M (hidden)
Based on Combined Land Based-Offshore Turbine Cost Model. V2.01.12
Note: This Model Contains Proprietary or Wind Technology Protected Data, and Should Not Be Released Outside of the DOE/NREL/SNL, until Further Notice.
Land Based Operations and Maintenance Costs (O&M)
O&M $ per turbine/yr
From Input Page
Annual AEP in kWhs | 7819473.8218
Outputs
O&M $ 2003 | 156389.4764 | 1.0996 | PPI Escalator $2003 to Current
Cost in Current Year $ | 171969.0732 | 2010 | = Current Year'
O&M $/kWh $2002 | 0.02
Note on B14: Based on Preliminary SeaCon Studies $20 MWhr. In $2003.

## OS Lease Cost (hidden)
Based on Combined Land Based-Offshore Turbine Cost Model. V2.01.12
Note: This Model Contains Proprietary or Wind Technology Protected Data, and Should Not Be Released Outside of the DOE/NREL/SNL, until Further Notice.
Offshore Land Lease Costs
Bottom Lease Cost
From Input Page
Annual AEP in kWhs | 7819473.8218
Outputs
Land Lease Cost $ 2002 | 8445.0317 | 1.1263 | PPI Escalator $2002 to Current
Cost in Current Year $ | 9511.9454 | 2010 | = Current Year'
Lease Cost $/kWh $2002 | 0.00108
Note on B14: Fixed for LWST Baseline Turbine in $ 2002

## OSS Support Structure (hidden)
Based on Combined Land Based-Offshore Turbine Cost Model. V2.01.12
Note: This Model Contains Proprietary or Wind Technology Protected Data, and Should Not Be Released Outside of the DOE/NREL/SNL, until Further Notice.
Offshore Support Structure
Monopile foundation/Support Structure
From Input Page
Machine Rating | 1910
Outputs
Support Structure in 2003 $ | 573000 | 1.4676 | PPI Escalator $2003 to Current
Cost in Current Year $ | 840941.6205 | 2010 | = Current Year'
Support Structure Cost per kW $Thousands | 300
Note on A14: Based on December 21, 2005 COE Analysis (Musial) for FY 07 Planning $1,500,000 per turbine (5MW -100 unit farm) converted to $ kW based $300.00 Per kW Rating in 2003$. Based on Private Industry Communications

## OSS Turbine Installation (hidden)
Based on Combined Land Based-Offshore Turbine Cost Model. V2.01.12
Note: This Model Contains Proprietary or Wind Technology Protected Data, and Should Not Be Released Outside of the DOE/NREL/SNL, until Further Notice.
Offshore Turbine Installation
Turbine Installation
From Input Page
Machine Rating | 1910
Outputs
Turbine Installation $ 2003 | 191000 | 1.4676 | PPI Escalator $2003 to Current
Cost in Current Year $ | 280313.8735 | 2010 | = Current Year'
Offshore Turbine Installation $ kW $2003 | 100
Note on B14: Based on December 21, 2005 COE Analysis (Musial) for FY 07 Planning $500,000 per turbine. $100.00 kW in $2003. Based on Private Industry Communications

## OSS Transportation (hidden)
Based on Combined Land Based-Offshore Turbine Cost Model. V2.01.12
Note: This Model Contains Proprietary or Wind Technology Protected Data, and Should Not Be Released Outside of the DOE/NREL/SNL, until Further Notice.
OSS Transportation Costs (Transportation of Turbine to OS Assembly)
Transportation
From Input Page
Machine Rating | 1910
Outputs
Transportation in $2002 | 77835.2905 | 1.1665 | PPI Escalator $2002 to Current
Cost in Current Year $ | 90796.035 | 2010 | = Current Year'
Transportation 1st Coefficient | 1.581e-05
Transportation 2nd Coefficient | -0.0375
Transportation Intercept | 54.7
Transportation Cost Factor $/kW = 1st Coefficient * Machine Rating^2 + 2nd Coefficient * Machine Rating + Intercept
Transportation Cost = Machine Rating * Cost Factor
Machine Rating | Table 4-4 Baseline Costs | Table 3-1 Scaling Formula | Difference
750 | 26586 | 26601.0938 | 0.05674%
1500 | 51004 | 51033.75 | 0.05829%
3000 | 253410 | 253470 | 0.02367%
5000 | 1312150 | 1312250 | 0.00762%
Current Design
1910
Note on A19: WindPACT Rotor Study (Malcolm & Hanson 2002) p. 14. Used for both Land Based and Offshore Transportation.
Note on B24: From Table 4-4 WindPACT Rotor Study
Note on C24: Calculation Based on Scaling Formula in Table 3-1 of WindPACT Rotor Study

## OSS Elect Interf-Connect (hidden)
Based on Combined Land Based-Offshore Turbine Cost Model. V2.01.12
Note: This Model Contains Proprietary or Wind Technology Protected Data, and Should Not Be Released Outside of the DOE/NREL/SNL, until Further Notice.
Offshore Electrical Interface/Connect
Electrical Interface/Connect
From Input Page
Machine Rating | 1910
Outputs
Electrical Interface/Connect $ 2003 | 496600 | 1.717 | PPI Escalator $2003 to Current
Cost in Current Year $ | 852661.5557 | 2010 | = Current Year'
Electrical Inteface/Connect $ kW 2003 | 260
Note on B14: Based on NREL Electrical Study from 2002 White Paper. $260.00 per kW.

## OST Support Structure (hidden)
Based on Combined Land Based-Offshore Turbine Cost Model. V2.01.12
Note: This Model Contains Proprietary or Wind Technology Protected Data, and Should Not Be Released Outside of the DOE/NREL/SNL, until Further Notice.
Offshore Transitional Support Structure Fabrication
From Input Page
Machine Rating | 1910
Outputs
Support Structure Fabrication $ 2003 | 859500 | 1.4676 | PPI Escalator $2003 to Current
Cost in Current Year $ | 1261412.4307 | 2010 | = Current Year'
Transitional Support Structure Fab $ kW $2003 | 450
Note on B14: Based on September, 2005 Rough Estimate of Support Structure Cost by AMEC Paragon

## OST Support Structure Install (hidden)
Based on Combined Land Based-Offshore Turbine Cost Model. V2.01.12
Note: This Model Contains Proprietary or Wind Technology Protected Data, and Should Not Be Released Outside of the DOE/NREL/SNL, until Further Notice.
Offshore Transitional Support Structure Installation
From Input Page
Machine Rating | 1910
Outputs
Support Structure Installation $ 2003 | 630300 | 1.4676 | PPI Escalator $2003 to Current
Cost in Current Year $ | 925035.7825 | 2010 | = Current Year'
Support Structure Installation $ kW $2003 | 330
Note on B14: Based on September, 2005 Rough Estimate of Support Structure Cost by AMEC Paragon

## OST Structure Transport (hidden)
Based on Combined Land Based-Offshore Turbine Cost Model. V2.01.12
Note: This Model Contains Proprietary or Wind Technology Protected Data, and Should Not Be Released Outside of the DOE/NREL/SNL, until Further Notice.
Offshore Transitional Support Structure Transportation
From Input Page
Machine Rating | 1910
Outputs
Support Structure Transport $ 2003 | 47750 | 1.4676 | PPI Escalator $2003 to Current
Cost in Current Year $ | 70078.4684 | 2010 | = Current Year'
Support Structure Transport $ kW $2003 | 25
Note on B14: Based on September, 2005 Rough Estimate of Support Structure Cost by AMEC Paragon

## OST Turbine Transport (hidden)
Based on Combined Land Based-Offshore Turbine Cost Model. V2.01.12
Note: This Model Contains Proprietary or Wind Technology Protected Data, and Should Not Be Released Outside of the DOE/NREL/SNL, until Further Notice.
Offshore Transitional Turbine Transportation (Turbine to Assembly or Marine Load Out Site)
From Input Page
Machine Rating | 1910
Outputs
Turbine Transport $ 2002 | 147070 | 1.1665 | PPI Escalator $2002 to Current
Cost in Current Year $ | 171559.3631 | 2010 | = Current Year'
Transitional Support Structure Fab $ kW $2003 | 77
Note on B14: Based on September, 2005 Rough Estimate of Support Structure Cost by AMEC Paragon

## OST Turbine Install (hidden)
Based on Combined Land Based-Offshore Turbine Cost Model. V2.01.12
Note: This Model Contains Proprietary or Wind Technology Protected Data, and Should Not Be Released Outside of the DOE/NREL/SNL, until Further Notice.
Offshore Transitional Turbine Installation
From Input Page
Machine Rating | 1910
Outputs
Transitional Turbine Installation $ 2003 | 191000 | 1.4676 | PPI Escalator $2003 to Current
Cost in Current Year $ | 280313.8735 | 2010 | = Current Year'
Transitional Turbine Installation $ kW $2003 | 100
Note on B14: Based on December 21, 2005 COE Analysis (Musial) for FY 07 Planning $500,000 per turbine. $100.00 kW in $2003. Based on Private Industry Communications

## OST Elect Interf-Connect (hidden)
Based on Combined Land Based-Offshore Turbine Cost Model. V2.01.12
Note: This Model Contains Proprietary or Wind Technology Protected Data, and Should Not Be Released Outside of the DOE/NREL/SNL, until Further Notice.
Offshore Transitional Depth Electrical Interface/Connect
Electrical Interface/Connect
From Input Page
Machine Rating | 1910
Outputs
Electrical Interface/Connect $ 2003 | 553900 | 1.717 | PPI Escalator $2003 to Current
Cost in Current Year $ | 951045.5813 | 2010 | = Current Year'
Electrical Inteface/Connect $ kW 2003 | 290
Note on B14: Based on NREL 2002 Study White Paper Calculations $290.00 per kW.

## Drive Train Efficiency (hidden)
[6 empty] | Geared |  |  | Single Stage |  |  | Multidrive (6) |  |  | PM Direct Drive
| Geared | Single Stage | Multi Drive | PM DD | P/Prated | WindPACT | Model | Variation | WindPACT | Model | Variation | WindPACT | Model | Variation | WindPACT | Model | Variation
Constant | 1.289% | 1.331% | 1.547% | 1.007% | 1 | 90.2% | 90.2% | 0.001044% | 88.9% | 88.91% | 0.007895% | 88.2% | 88.2% | 0.0002131% | 90.1% | 90.09% | 0.005761%
Linear | 8.51% | 3.655% | 4.463% | 2% | 0.75 | 90.3% | 89.77% | 0.5288% | 90% | 89.99% | 0.009017% | 89.1% | 89.13% | 0.03144% | 91.4% | 91.48% | 0.08327%
Quadratic | 0% | 6.107% | 5.79% | 6.899% | 0.5 | 88.9% | 88.91% | 0.01162% | 90.8% | 90.63% | 0.1695% | 89.8% | 89.55% | 0.2527% | 92.4% | 92.54% | 0.1366%
[5 empty] | 0.25 | 84.8% | 86.33% | 1.533% | 89.3% | 89.5% | 0.1957% | 87.9% | 87.9% | 5.264e-06% | 92.7% | 92.25% | 0.453%
[5 empty] | 0.06 | 70% | 70% | 1.433e-05% | 73.8% | 73.8% | 2.955e-06% | 69.4% | 69.4% | 8.218e-06% | 80.8% | 80.8% | 9.04e-05%
[7 empty] | Total | 2.074% |  | Total | 0.3821% |  | Total | 0.2844% |  | Total | 0.6787%
Note on C3: Ben Maples: Calculated using Excel's Solver tool to minimize total variation between the model and WindPACT data.
Note on D3: Ben Maples: Calculated using Excel's Solver tool to minimize total variation between the model and WindPACT data.
Note on E3: Ben Maples: Calculated using Excel's Solver tool to minimize total variation between the model and WindPACT data.
Note on F3: Ben Maples: Calculated using Excel's Solver tool to minimize total variation between the model and WindPACT data.
Note on I3: Ben Maples: Values from: Northern Power Systems WindPACT Drive Train Alternative Design Study Report. Figure 8-6 NREL/SR-500-35524
Note on L3: Ben Maples: Values from: Northern Power Systems WindPACT Drive Train Alternative Design Study Report. Figure 8-6 NREL/SR-500-35524
Note on O3: Ben Maples: Values from: Northern Power Systems WindPACT Drive Train Alternative Design Study Report. Figure 8-6 NREL/SR-500-35524
Note on R3: Ben Maples: Values from: Northern Power Systems WindPACT Drive Train Alternative Design Study Report. Figure 8-6 NREL/SR-500-35524

## AEP Input Output sheet
50 m windspeed | 7.25 | m/s |  |  |  | P/Prated |  | Efficiency
Weibull K parameter | 2 |  |  |  |  | 0 |  | 0%
Rated power | 1910 | kW |  |  |  | 0.05 |  | 65.7%
Rotor Dia. | 96.9 | meters |  |  |  | 0.1 |  | 78.6%
Hub height | 82.7 | meters |  |  |  | 0.15 |  | 82.89%
Altitude | 450 | meters |  |  |  | 0.2 |  | 85.04%
Rotor Cp | 0.47 |  |  |  |  | 0.25 |  | 86.33%
Tip speed ratio for max Cp | 8 |  |  |  |  | 0.3 |  | 87.19%
Maximum tip speed | 80 | m/s |  |  |  | 0.35 |  | 87.81%
Region 2 1/2 slope | 5% |  |  |  |  | 0.4 |  | 88.27%
Cut-in windspeed | 4 | m/s |  |  |  | 0.45 |  | 88.63%
Cut-out windspeed | 25 | m/s |  |  |  | 0.5 |  | 88.91%
Power law shear exponent | 0.143 |  |  |  |  | 0.55 |  | 89.15%
Rated RPM | 15.7677 | OK |  | 274.9682 |  | 0.6 |  | 89.34%
Air Density | 1.1629 | kg/m^3 |  |  |  | 0.65 |  | 89.51%
Hub height windspeed | 7.7909 |  |  |  |  | 0.7 |  | 89.65%
Rated hub power | 2117.4921 | kW |  |  |  | 0.75 |  | 89.77%
Rated windspeed | 10.1686 | m/s |  | 10.1662 | 10.1698 | 0.8 |  | 89.88%
Conversion Efficiency | 1.289% | Constant |  | 0.02 |  | 0.85 |  | 89.97%
| 8.51% | Linear |  | 0.055 |  | 0.9 |  | 90.06%
| 0% | Quadratic |  | 0 |  | 0.95 |  | 90.13%
Soiling Losses | 0% |  |  |  |  | 1 |  | 90.2%
Array Losses | 0%
Availability | 100% |  |  |  |  | Region 2 1/2 calculations | [6 empty] | At Omega T
| Turbine | Weibull Cp |  | Weibull betz |  | Omega M |  | 1.6512 |  | a | 447675.5373 |  | Wind | 9.9747
Energy capture (MWh/year) | 7819.4738 | 14121.7478 |  | 20103.957 | 4093.9654 | Omega 0 |  | 1.5726 |  | b | -16309801.8647 |  | Power | 2000.1262
Capacity Factor | 46.73% | 10591.3108 |  |  |  | Tm |  | 1282406.1617 |  | c | 25648123.2331
Energy capture ratio | 55.37% |  |  |  |  | k |  | 447675.5373 |  | Omega T | 1.647
[24 empty] | k | 2
[24 empty] | lambda | 8.7911
Wind | Rayleigh Probability | Weibull Probability |  | Weibull Betz | Weibull Cp | Turbine Energy | Turbine Energy / 4 | Idealized Turbine power | Hub power | Efficiency | Region 2 hub Power | Region 2 1/2 hub power | Region 3 hub power | Weibull CDF | other method replicated | Cumulative Bin | Cumulative Bin SHIFTED | TURBINE ENERGY SHIFTED- updated in SAM 2015.3.XX | turbine energy (SAM 2015.1.30 and previous) | Idealized Turbine power | Composite IEC Class I (1.5 MW) | Composite IEC Class I (3.5 MW) | Composite IEC Class I (5 MW) | Composite IEC Class II (1.5 MW) | Composite IEC Class II (3.5 MW) | Composite IEC Class II (5 MW) | Composite IEC Class III (1.5 MW) | Composite IEC Class III (3.5 MW) | Composite IEC Class III (5 MW) | AAER A-1500_70 | AAER A-1500_77 | AWE 52-750 | AWE 52-900 | AWE 54-900 | BARD 5.0 | Bonus 1300 | Clipper Liberty C99 | Clipper Liberty C96 | Clipper Liberty C93 | Clipper Liberty C89 | DeWind D8(8.2) | DeWind D9.0 | DeWind D9.1 | DeWind D9.2 | Zond Z-40 | Zond Z-50/750 | FL 1500_70 | FL 1500_77 | FL 2500_80 | FL 2500_90 | FL 2500_100 | Gamesa G52 800 | Gamesa G52 850 | Gamesa G80 2.0MW | Gamesa G87 2.0 MW | Gamesa G90 2.0 MW | GE 1.5s | GE 1.5sle | GE 1.5 xle | GE 2.5xl | Mitsubishi MWT 1000 | Mitsubishi MWT 1000A | Mitsubishi MWT 92/2.4 | Mitsubishi MWT 95/2.4 | Areva M5000-116 (Multibrid m5000) | NEG Micon multi-power 44/750 | NEG Micon multi-power 48/750 | NM 52 900 | NM 72C 1500 | NM82 1650 | Nordex N43/600 | Nordex N60/1300 | Nordex N90/2300 | Nordex N80/2500 | Nordex N90/2500 HS | Nordex N90/2500 LS | Nordex N100/2500 | Pioneer P-1650_77 | Pioneer P-1650_82 | RePower MM 82 | RePower MM 92 | RePower 3XM | RePower 5M | Siemens SWT 2.3 MW-93 | Siemens SWT 3.6 MW-107 | Siemens SWT 2.3_82 | Siemens SWT 2.3_101 | Siemens SWT 2.3_108 | Siemens SWT 2.3_113 | Siemens SWT 3.6_120 | Suzlon S64/950 | Suzlon S64/1250 | Suzlon S88 | Suzlon S52 600 | Suzlon S82 1.5 | TW-600e | Tacke T600-48 | V42-600 | V44-600 | V47 660 | V82-1.65 | V80-1.8 | V80-2.0 | V80-2.0 Gridstreamer | V90-1.8 | V90-2.0 | V90-1.8 Gridstreamer | V90-2.0 Gridstreamer | V90-3.0 | V100-1.8 | V100-2.0 MW (60 Hz) | V100-1.8 Gridstreamer | V100-2.6 MW | V112-3.0 | V112-3.0 (S) | V52-850 | V66-1650 | V112-3.0 Offshore | V164-7.0 MW | Wind
0 | 0 | 0 | 0 | 0 | 0 | 0 | 0 | 0 | 0 | 0% | 0 | 0 | 2117.4921 | 0 | 0 | 0 | 0 | 0 | 0 | 0 | 0 | 0 | 0 | 0 | 0 | 0 | 0 | 0 | 0 | 0 | 0 | 0 | 0 | 0 | 0 | 0 | 0 | 0 | 0 | 0 | 0 | 0 | 0 | 0 | 0 | 0 | 0 | 0 | 0 | 0 | 0 | 0 | 0 | 0 | 0 | 0 | 0 | 0 | 0 | 0 | 0 | 0 | 0 | 0 | 0 | 0 | 0 | 0 | 0 | 0 | 0 | 0 | 0 | 0 | 0 | 0 | 0 | 0 | 0 | 0 | 0 | 0 | 0 | 0 | 0 | 0 | 0 | 0 | 0 | 0 | 0 | 0 | 0 | 0 | 0 | 0 | 0 | 0 | 0 | 0 | 0 | 0 | 0 | 0 | 0 | 0 | 0 | 0 | 0 | 0 | 0 | 0 | 0 | 0 | 0 | 0 | 0 | 0 | 0 | 0
0.25 | 0.0064644 | 0.0064644 | 0.0016161 | 0.00025666 | 0 | 0 | 0 | 0 | 0 | 0% | 0.03149 | 0 | 2117.4921 | 0.00080838 | 0 | 0.00080838 | 0.0016158 | 0 | 0 | 0 | 0 | 0 | 0 | 0 | 0 | 0 | 0 | 0 | 0 | 0 | 0 | 0 | 0 | 0 | 0 | 0 | 0 | 0 | 0 | 0 | 0 | 0 | 0 | 0 | 0 | 0 | 0 | 0 | 0 | 0 | 0 | 0 | 0 | 0 | 0 | 0 | 0 | 0 | 0 | 0 | 0 | 0 | 0 | 0 | 0 | 0 | 0 | 0 | 0 | 0 | 0 | 0 | 0 | 0 | 0 | 0 | 0 | 0 | 0 | 0 | 0 | 0 | 0 | 0 | 0 | 0 | 0 | 0 | 0 | 0 | 0 | 0 | 0 | 0 | 0 | 0 | 0 | 0 | 0 | 0 | 0 | 0 | 0 | 0 | 0 | 0 | 0 | 0 | 0 | 0 | 0 | 0 | 0 | 0 | 0 | 0 | 0 | 0 | 0 | 0.25
0.5 | 0.012898 | 0.012898 | 0.0032244 | 0.0040966 | 0 | 0 | 0 | 0 | 0 | 0% | 0.25192 | 0 | 2117.4921 | 0.0032296 | 0 | 0.0024212 | 0.0032237 | 0 | 0 | 0 | 0 | 0 | 0 | 0 | 0 | 0 | 0 | 0 | 0 | 0 | 0 | 0 | 0 | 0 | 0 | 0 | 0 | 0 | 0 | 0 | 0 | 0 | 0 | 0 | 0 | 0 | 0 | 0 | 0 | 0 | 0 | 0 | 0 | 0 | 0 | 0 | 0 | 0 | 0 | 0 | 0 | 0 | 0 | 0 | 0 | 0 | 0 | 0 | 0 | 0 | 0 | 0 | 0 | 0 | 0 | 0 | 0 | 0 | 0 | 0 | 0 | 0 | 0 | 0 | 0 | 0 | 0 | 0 | 0 | 0 | 0 | 0 | 0 | 0 | 0 | 0 | 0 | 0 | 0 | 0 | 0 | 0 | 0 | 0 | 0 | 0 | 0 | 0 | 0 | 0 | 0 | 0 | 0 | 0 | 0 | 0 | 0 | 0 | 0 | 0.5
0.75 | 0.019268 | 0.019268 | 0.0048171 | 0.020656 | 0 | 0 | 0 | 0 | 0 | 0% | 0.85023 | 0 | 2117.4921 | 0.007252 | 0 | 0.0040224 | 0.0048161 | 0 | 0 | 0 | 0 | 0 | 0 | 0 | 0 | 0 | 0 | 0 | 0 | 0 | 0 | 0 | 0 | 0 | 0 | 0 | 0 | 0 | 0 | 0 | 0 | 0 | 0 | 0 | 0 | 0 | 0 | 0 | 0 | 0 | 0 | 0 | 0 | 0 | 0 | 0 | 0 | 0 | 0 | 0 | 0 | 0 | 0 | 0 | 0 | 0 | 0 | 0 | 0 | 0 | 0 | 0 | 0 | 0 | 0 | 0 | 0 | 0 | 0 | 0 | 0 | 0 | 0 | 0 | 0 | 0 | 0 | 0 | 0 | 0 | 0 | 0 | 0 | 0 | 0 | 0 | 0 | 0 | 0 | 0 | 0 | 0 | 0 | 0 | 0 | 0 | 0 | 0 | 0 | 0 | 0 | 0 | 0 | 0 | 0 | 0 | 0 | 0 | 0 | 0.75
1 | 0.025546 | 0.025546 | 0.0063865 | 0.064913 | 0 | 0 | 0 | 0 | 0 | 0% | 2.0154 | 0 | 2117.4921 | 0.012856 | 0 | 0.005604 | 0.0063852 | 0 | 0 | 0 | 0 | 0 | 0 | 0 | 0 | 0 | 0 | 0 | 0 | 0 | 0 | 0 | 0 | 0 | 0 | 0 | 0 | 0 | 0 | 0 | 0 | 0 | 0 | 0 | 0 | 0 | 0 | 0 | 0 | 0 | 0 | 0 | 0 | 0 | 0 | 0 | 0 | 0 | 0 | 0 | 0 | 0 | 0 | 0 | 0 | 0 | 0 | 0 | 0 | 0 | 0 | 0 | 0 | 0 | 0 | 0 | 0 | 0 | 0 | 0 | 0 | 0 | 0 | 0 | 0 | 0 | 0 | 0 | 0 | 0 | 0 | 0 | 0 | 0 | 0 | 0 | 0 | 0 | 0 | 0 | 0 | 0 | 0 | 0 | 0 | 0 | 0 | 0 | 0 | 0 | 0 | 0 | 0 | 0 | 0 | 0 | 0 | 0 | 0 | 1
1.25 | 0.031701 | 0.031701 | 0.0079252 | 0.15733 | 0 | 0 | 0 | 0 | 0 | 0% | 3.9362 | 0 | 2117.4921 | 0.020015 | 0 | 0.0071587 | 0.0079237 | 0 | 0 | 0 | 0 | 0 | 0 | 0 | 0 | 0 | 0 | 0 | 0 | 0 | 0 | 0.125 | 0 | 0 | 0 | 0 | 0 | 0 | 0 | 0 | 0 | 0 | 0 | 0 | 0 | 0 | 0 | 0 | 0 | 0 | 0 | 0 | 0 | 0 | 0 | 0 | 0 | 0 | 0 | 0 | 0 | 0 | 0 | 0 | 0 | 0 | 0 | 0 | 0 | 0 | 0 | 0 | 0 | 0 | 0 | 0 | 0 | 0 | 0 | 0 | 0 | 0 | 0 | 0 | 0 | 0 | 0 | 0 | 0 | 0 | 0 | 0 | 0 | 0 | 0 | 0 | 0 | 0 | 0 | 0 | 0 | 0 | 0 | 0 | 0 | 0 | 0 | 0 | 0 | 0 | 0 | 0 | 0 | 0 | 0 | 0 | 0 | 0 | 0 | 1.25
1.5 | 0.037704 | 0.037704 | 0.0094261 | 0.32335 | 0 | 0 | 0 | 0 | 0 | 0% | 6.8018 | 0 | 2117.4921 | 0.028694 | 0 | 0.0086791 | 0.0094242 | 0 | 0 | 0 | 0 | 0 | 0 | 0 | 0 | 0 | 0 | 0 | 0 | 0 | 0 | 0.25 | 0 | 0 | 0 | 0 | 0 | 0 | 0 | 0 | 0 | 0 | 0 | 0 | 0 | 0 | 0 | 0 | 0 | 0 | 0 | 0 | 0 | 0 | 0 | 0 | 0 | 0 | 0 | 0 | 0 | 0 | 0 | 0 | 0 | 0 | 0 | 0 | 0 | 0 | 0 | 0 | 0 | 0 | 0 | 0 | 0 | 0 | 0 | 0 | 0 | 0 | 0 | 0 | 0 | 0 | 0 | 0 | 0 | 0 | 0 | 0 | 0 | 0 | 0 | 0 | 0 | 0 | 0 | 0 | 0 | 0 | 0 | 0 | 0 | 0 | 0 | 0 | 0 | 0 | 0 | 0 | 0 | 0 | 0 | 0 | 0 | 0 | 0 | 1.5
1.75 | 0.043528 | 0.043528 | 0.010882 | 0.59278 | 0 | 0 | 0 | 0 | 0 | 0% | 10.8011 | 0 | 2117.4921 | 0.038852 | 0 | 0.010158 | 0.01088 | 0 | 0 | 0 | 0 | 0 | 0 | 0 | 0 | 0 | 0 | 0 | 0 | 0 | 0 | 0.375 | 0 | 0 | 0 | 0 | 0 | 0 | 0 | 0 | 0 | 0 | 0 | 0 | 0 | 0 | 0 | 0 | 0 | 0 | 0 | 0 | 0 | 0 | 0 | 0 | 0 | 0 | 0 | 0 | 0 | 0 | 0 | 0 | 0 | 0 | 0 | 0 | 0 | 0 | 0 | 0 | 0 | 0 | 0 | 0 | 0 | 0 | 0 | 0 | 0 | 0 | 0 | 0 | 0 | 0 | 0 | 0 | 0 | 0 | 0 | 0 | 0 | 0 | 0 | 0 | 0 | 0 | 0 | 0 | 0 | 0 | 0 | 0 | 0 | 0 | 0 | 0 | 0 | 0 | 0 | 0 | 0 | 0 | 0 | 0 | 0 | 0 | 0 | 1.75
2 | 0.049147 | 0.049147 | 0.012287 | 0.99907 | 0 | 0 | 0 | 0 | 0 | 0% | 16.1229 | 0 | 2117.4921 | 0.050441 | 0 | 0.011589 | 0.012284 | 0 | 0 | 0 | 0 | 0 | 0 | 0 | 0 | 0 | 0 | 0 | 0 | 0 | 0 | 0.5 | 1 | 1 | 0 | 0 | 0 | 0 | 0 | 0 | 0 | 0 | 0 | 0 | 0 | 0 | 0 | 0 | 0 | 0 | 0 | 0 | 0 | 0 | 0 | 0 | 0 | 0 | 0 | 0 | 0 | 0 | 0 | 0 | 0 | 0 | 0 | 0 | 0 | 0 | 0 | 0 | 0 | 0 | 0 | 0 | 0 | 0 | 0 | 0 | 0 | 0 | 0 | 0 | 0 | 0 | 0 | 0 | 0 | 0 | 0 | 0 | 0 | 0 | 0 | 0 | 0 | 0 | 0 | 0 | 0 | 0 | 0 | 0 | 0 | 0 | 0 | 0 | 0 | 0 | 0 | 0 | 0 | 0 | 0 | 0 | 0 | 0 | 0 | 2
2.25 | 0.054535 | 0.054535 | 0.013634 | 1.5785 | 0 | 0 | 0 | 0 | 0 | 0% | 22.9562 | 0 | 2117.4921 | 0.063406 | 0 | 0.012965 | 0.013631 | 0 | 0 | 0 | 0 | 0 | 0 | 0 | 0 | 0 | 0 | 0 | 0 | 0 | 0 | 2.575 | 2.75 | 3 | 0 | 0 | 0 | 0 | 0 | 0 | 0 | 5 | 0 | 0 | 0 | 0 | 0 | 0 | 0 | 0 | 0 | 0 | 0 | 0 | 0 | 0 | 0 | 0 | 0 | 0 | 0 | 0 | 0 | 0 | 0 | 0 | 0 | 0 | 0 | 0 | 0 | 0 | 0 | 0 | 0 | 0 | 0 | 0 | 0 | 0 | 0 | 0 | 0 | 0 | 0 | 0 | 0 | 0 | 0 | 0 | 0 | 0 | 0 | 0 | 0 | 0 | 0 | 0 | 0 | 0 | 0 | 0 | 0 | 0 | 0 | 0 | 0 | 0 | 0 | 0 | 0 | 0 | 0 | 0 | 0 | 0 | 0 | 0 | 0 | 2.25
2.5 | 0.059671 | 0.059671 | 0.014918 | 2.3691 | 0 | 0 | 0 | 0 | 0 | 0% | 31.49 | 0 | 2117.4921 | 0.077687 | 0 | 0.014281 | 0.014915 | 0 | 0 | 0 | 0 | 0 | 0 | 0 | 0 | 0 | 0 | 0 | 0 | 0 | 0 | 4.65 | 4.0625 | 4.5 | 0 | 0 | 0 | 0 | 0 | 0 | 0 | 10 | 0 | 0 | 0 | 0 | 0 | 0 | 0 | 0 | 0 | 0 | 0 | 0 | 0 | 0 | 0 | 0 | 0 | 0 | 0 | 0 | 0 | 0 | 0 | 0 | 0 | 0 | 0 | 0 | 0 | 0 | 0 | 0 | 0 | 0 | 0 | 0 | 0 | 0 | 0 | 0 | 0 | 0 | 0 | 0 | 0 | 0 | 0 | 0 | 0 | 0 | 0 | 0 | 0 | 0 | 0 | 0 | 0 | 0 | 0 | 0 | 0 | 0 | 0 | 4.595 | 0 | 0 | 0 | 0 | 0 | 0 | 0 | 0 | 0 | 0 | 0 | 0 | 0 | 2.5
2.75 | 0.064532 | 0.064532 | 0.016133 | 3.4103 | 0 | 0 | 0 | 0 | 0 | 0% | 41.9131 | 0 | 2117.4921 | 0.093219 | 0 | 0.015531 | 0.01613 | 0 | 0 | 0 | 0 | 0 | 0 | 0 | 0 | 0 | 0 | 0 | 0 | 0 | 0 | 6.725 | 5.375 | 6 | 0 | 0 | 0 | 0 | 0 | 0 | 0 | 15 | 0 | 0 | 0 | 0 | 0 | 0 | 0 | 0 | 0 | 0 | 0 | 0 | 0 | 0 | 0 | 0 | 0 | 0 | 0 | 0 | 0 | 0 | 0 | 0 | 0 | 0 | 0 | 0 | 0 | 0 | 0 | 0 | 0 | 0 | 0 | 0 | 0 | 0 | 0 | 0 | 0 | 0 | 0 | 0 | 0 | 0 | 0 | 0 | 0 | 0 | 0 | 0 | 0 | 0 | 0 | 0 | 0 | 0 | 0 | 0 | 0 | 0 | 0 | 9.19 | 0 | 0 | 0 | 0 | 0 | 0 | 0 | 0 | 0 | 0 | 0 | 0 | 0 | 2.75
3 | 0.069102 | 0.069102 | 0.017275 | 4.7409 | 0 | 0 | 0 | 0 | 0 | 0% | 54.4146 | 0 | 2117.4921 | 0.10993 | 0 | 0.016711 | 0.017272 | 0 | 0 | 0 | 0 | 0 | 0 | 0 | 0 | 0 | 9 | 21 | 30 | 0 | 0 | 8.8 | 8 | 9 | 0 | 0 | 0 | 0 | 0 | 0 | 3.6267 | 20 | 33 | 0 | 0 | 0 | 10 | 10 | 0 | 0 | 0 | 0 | 0 | 0 | 0 | 21.3 | 0 | 0 | 0 | 0 | 0 | 0.78 | 0.78 | 0.78 | 0 | 0 | 0 | 0 | 0 | 0 | 1.56 | 0 | 0 | 0 | 0 | 0 | 0 | 0 | 0 | 0 | 4.4933 | 0 | 0 | 0 | 0 | 0 | 0 | 0 | 80 | 0 | 16 | 0 | 0 | 0 | 0 | 12.8 | 0 | 0 | 0 | 0 | 0 | 0 | 0 | 0 | 0 | 13.785 | 0 | 0 | 0 | 0 | 15 | 20 | 0 | 72.12 | 72.12 | 0 | 0 | 25 | 0 | 3
3.25 | 0.073362 | 0.073362 | 0.01834 | 6.3993 | 0 | 0 | 0 | 0 | 0 | 0% | 69.1834 | 0 | 2117.4921 | 0.12774 | 0 | 0.017815 | 0.018337 | 0 | 0 | 0 | 0 | 0 | 0 | 0 | 0 | 0 | 22.125 | 51.625 | 73.75 | 8.5 | 10 | 15.125 | 13.75 | 15 | 15 | 0 | 0 | 0 | 0 | 0 | 7.2533 | 40 | 53.5 | 0 | 0 | 0 | 21.91 | 21.91 | 0 | 0 | 0 | 0 | 0 | 0 | 0 | 37.2 | 0 | 0 | 0 | 0 | 0 | 14.75 | 34.62 | 12.56 | 0 | 0 | 0 | 0 | 0 | 0 | 5.46 | 7.25 | 8.75 | 3.75 | 0 | 0 | 12.5 | 14.25 | 17.75 | 0 | 8.9867 | 0 | 0 | 0 | 0 | 25 | 30 | 30 | 110 | 25 | 21.25 | 0 | 0 | 0 | 0 | 12.8 | 0 | 0 | 0 | 0 | 0 | 0 | 0 | 0 | 0 | 18.38 | 0 | 0 | 0 | 0 | 41.25 | 42.5 | 0 | 83.65 | 83.65 | 0 | 0 | 46.75 | 0 | 3.25
3.5 | 0.077299 | 0.077299 | 0.019325 | 8.4214 | 0 | 0 | 0 | 0 | 0 | 0% | 86.4084 | 0 | 2117.4921 | 0.14658 | 0 | 0.018839 | 0.019321 | 0 | 0 | 0 | 0 | 0 | 0 | 0 | 0 | 0 | 35.25 | 82.25 | 117.5 | 17 | 20 | 21.45 | 18.0625 | 19.5 | 30 | 0 | 0 | 0 | 0 | 0 | 10.88 | 60 | 74 | 0 | 0 | 0 | 29.8 | 29.8 | 0 | 0 | 32.69 | 0 | 0 | 0 | 0 | 53.1 | 0 | 21.32 | 13.98 | 25.71 | 0 | 27.17 | 64.72 | 41.92 | 0 | 0 | 0 | 16.02 | 0 | 0 | 9.36 | 14.5 | 17.5 | 7.5 | 5 | 5 | 25 | 28.5 | 35.5 | 13.48 | 13.48 | 47.35 | 0 | 38.515 | 0 | 50 | 73.3333 | 60 | 140 | 50 | 26.5 | 8.75 | 0 | 0 | 0 | 16.46 | 0 | 0 | 0 | 0 | 18.92 | 0 | 0 | 0 | 18.56 | 29.56 | 0 | 0 | 26.4425 | 0 | 67.5 | 65 | 60 | 106.73 | 106.73 | 0 | 0 | 68.5 | 0 | 3.5
3.75 | 0.0809 | 0.0809 | 0.020225 | 10.8406 | 0 | 0 | 0 | 0 | 0 | 0% | 106.2786 | 0 | 2117.4921 | 0.16637 | 0 | 0.019782 | 0.020221 | 0 | 0 | 0 | 0 | 0 | 0 | 0 | 0 | 0 | 48.375 | 112.875 | 161.25 | 25.5 | 30 | 27.775 | 22.375 | 24 | 45 | 0 | 0 | 0 | 0 | 0 | 14.9 | 80 | 94.5 | 0 | 0 | 0 | 37.69 | 37.69 | 0 | 0 | 53.89 | 0 | 0 | 0 | 0 | 69 | 0 | 33.51 | 45.74 | 37.14 | 0 | 39.6 | 94.81 | 51.78 | 25 | 0 | 0 | 26.1 | 0 | 0 | 13.26 | 21.75 | 26.25 | 11.25 | 22.5 | 20 | 37.5 | 42.75 | 53.25 | 18.1 | 34.5 | 94.7 | 20 | 77.03 | 63.7 | 75 | 116.6667 | 80 | 170 | 75 | 31.75 | 17.5 | 0 | 0 | 0 | 20.12 | 0 | 0 | 0 | 0 | 46.54 | 0 | 0 | 0 | 35.39 | 40.88 | 0 | 0 | 52.885 | 0 | 93.75 | 87.5 | 85 | 135.58 | 135.58 | 0 | 0 | 90.25 | 0 | 3.75
4 | 0.084157 | 0.084157 | 0.021039 | 13.6861 | 0 | 0 | 0 | 0 | 0 | 0% | 128.9828 | 0 | 2117.4921 | 0.187 | 0 | 0.020639 | 0.021036 | 0 | 0 | 0 | 28.5 | 66.5 | 95 | 42 | 98 | 140 | 61.5 | 143.5 | 205 | 34 | 40 | 34.1 | 31 | 33 | 60 | 32 | 24.62 | 24.62 | 24.56 | 14.89 | 26.75 | 100 | 115 | 0 | 1.67 | 8.29 | 45.58 | 45.58 | 30 | 30 | 75.09 | 16.6 | 27.9 | 66.3 | 78.6 | 84.9 | 36 | 45.69 | 114.19 | 54.29 | 1.03 | 53.56 | 105.09 | 81.14 | 50 | 9.11 | 9.11 | 36.19 | 0 | 28 | 17.16 | 29 | 35 | 15 | 40 | 35 | 50 | 57 | 71 | 28.26 | 55.19 | 125 | 50 | 95.4 | 83.23 | 100 | 160 | 100 | 200 | 100 | 37 | 35 | 14 | 1 | 1 | 23.78 | 22.5 | 0 | 0 | 3.27 | 73.81 | 3 | 58.85 | 50 | 52.21 | 57.7 | 80 | 100 | 88.1417 | 119.31 | 120 | 110 | 110 | 170.19 | 170.19 | 9.11 | 7.5 | 112 | 100 | 4
4.25 | 0.087062 | 0.087062 | 0.021766 | 16.9827 | 9.9461 | 9.9461 | 2.4865 | 114.2415 | 154.7101 | 73.84% | 154.7101 | 0 | 2117.4921 | 0.20841 | 2.4865 | 0.02141 | 0.021762 | 2.4861 | 2.4459 | 114.2415 | 46.875 | 109.375 | 156.25 | 64.5 | 150.5 | 215 | 84.375 | 196.875 | 281.25 | 50.25 | 59.5 | 44.025 | 40.5 | 43 | 103.75 | 46.5 | 34.16 | 43.81 | 38.98 | 29.34 | 34.69 | 133.25 | 144.5 | 0 | 3.42 | 15.09 | 66.7 | 66.7 | 69.79 | 69.79 | 122.79 | 24.875 | 37.225 | 87.725 | 104.25 | 113 | 51 | 65.21 | 145.94 | 77.14 | 5.17 | 69.1 | 154.79 | 120.21 | 107.5 | 9.17 | 16.75 | 46.26 | 0 | 57 | 24.0325 | 40 | 70 | 41.5 | 71.5 | 66.5 | 92.75 | 78 | 96.5 | 48.48 | 75.8 | 162.88 | 93.75 | 109.39 | 112.97 | 125 | 187.5 | 130 | 225 | 150 | 52.75 | 48.5 | 45 | 9.25 | 25.5 | 31.1 | 28.875 | 0 | 0 | 6.89 | 108.85 | 27 | 62.25 | 75 | 74.56 | 80.06 | 110 | 130 | 105.77 | 139.91 | 160 | 145 | 142.5 | 204.81 | 204.81 | 13.19 | 22.325 | 132.75 | 191.5 | 4.25
4.5 | 0.089611 | 0.089611 | 0.022403 | 20.7495 | 12.6099 | 12.6099 | 3.1525 | 140.7182 | 183.6494 | 76.62% | 183.6494 | 0 | 2117.4921 | 0.23051 | 3.1525 | 0.022092 | 0.022399 | 3.1519 | 3.1087 | 140.7182 | 65.25 | 152.25 | 217.5 | 87 | 203 | 290 | 107.25 | 250.25 | 357.5 | 66.5 | 79 | 53.95 | 47.625 | 50.5 | 147.5 | 57.375 | 72.64 | 67.81 | 58.17 | 53.34 | 50.48 | 166.5 | 174 | 33 | 10.58 | 28 | 87.83 | 90.47 | 96.29 | 96.29 | 159.89 | 33.15 | 46.55 | 109.15 | 129.9 | 141.1 | 66 | 79.83 | 177.69 | 111.43 | 11.35 | 90.83 | 184.89 | 139.78 | 165 | 16.89 | 19.69 | 58.35 | 0 | 86 | 30.905 | 51 | 105 | 68 | 103 | 98 | 135.5 | 99 | 122 | 63.65 | 96.4 | 208.33 | 137.5 | 123.38 | 132.5 | 150 | 215 | 160 | 250 | 200 | 68.5 | 62 | 76 | 17.5 | 50 | 38.41 | 35.25 | 0 | 0 | 13.13 | 147.79 | 51 | 72.48 | 100 | 96.88 | 102.37 | 140 | 160 | 129.41 | 181.12 | 200 | 180 | 175 | 245.19 | 245.19 | 22.48 | 37.15 | 153.5 | 283 | 4.5
4.75 | 0.091801 | 0.091801 | 0.02295 | 24.9999 | 15.6343 | 15.6343 | 3.9086 | 170.3064 | 215.9896 | 78.85% | 215.9896 | 0 | 2117.4921 | 0.25319 | 3.9086 | 0.022684 | 0.022946 | 3.9079 | 3.8632 | 170.3064 | 83.625 | 195.125 | 278.75 | 109.5 | 255.5 | 365 | 130.125 | 303.625 | 433.75 | 82.75 | 98.5 | 63.875 | 54.75 | 58 | 191.25 | 68.25 | 106.29 | 96.64 | 82.17 | 72.53 | 66.27 | 199.75 | 203.5 | 66.5 | 19.55 | 40.54 | 108.95 | 119.53 | 122.79 | 122.79 | 202.3 | 41.425 | 55.875 | 130.575 | 155.55 | 169.2 | 85 | 104.25 | 211.89 | 145.71 | 19.63 | 107.92 | 214.76 | 188.55 | 222.5 | 24.6 | 28.37 | 68.44 | 0 | 115 | 37.7775 | 62 | 140 | 94.5 | 136.5 | 136.5 | 178.25 | 120 | 147.5 | 88.88 | 122.03 | 253.79 | 181.25 | 141.56 | 172.44 | 175 | 242.5 | 190 | 275 | 250 | 84.25 | 75.5 | 107 | 25.75 | 74.5 | 49.39 | 41.625 | 0 | 0 | 22.4 | 194.49 | 75 | 89.6 | 125 | 124.69 | 130.18 | 170 | 190 | 153.12 | 222.32 | 240 | 215 | 207.5 | 297.12 | 297.12 | 28.74 | 51.975 | 174.25 | 374.5 | 4.75
5 | 0.093632 | 0.093632 | 0.023408 | 29.7403 | 19.0241 | 19.0241 | 4.756 | 203.1789 | 251.9196 | 80.65% | 251.9196 | 0 | 2117.4921 | 0.27638 | 4.756 | 0.023187 | 0.023404 | 4.7553 | 4.711 | 203.1789 | 102 | 238 | 340 | 132 | 308 | 440 | 153 | 357 | 510 | 99 | 118 | 73.8 | 69 | 73 | 235 | 90 | 135.12 | 120.65 | 111.01 | 96.54 | 85.97 | 233 | 233 | 100 | 26.72 | 53.39 | 124.77 | 143.29 | 149.29 | 165.19 | 239.4 | 49.7 | 65.2 | 152 | 181.2 | 197.3 | 104 | 128.66 | 248.54 | 185.71 | 34.09 | 131.21 | 264.47 | 237.33 | 280 | 32.34 | 34.17 | 80.53 | 74 | 144 | 44.65 | 73 | 175 | 121 | 170 | 175 | 221 | 141 | 173 | 109.08 | 152.76 | 299.24 | 225 | 173.08 | 222.35 | 200 | 270 | 220 | 300 | 300 | 100 | 89 | 138 | 34 | 99 | 56.71 | 48 | 21.5 | 30.4 | 30.15 | 237.3 | 99 | 106.71 | 150 | 157.99 | 157.99 | 200 | 220 | 182.53 | 266.95 | 280 | 250 | 240 | 337.5 | 337.5 | 37.99 | 66.8 | 195 | 466 | 5
5.25 | 0.095108 | 0.095108 | 0.023777 | 34.9706 | 22.7791 | 22.7791 | 5.6948 | 239.5087 | 291.6285 | 82.13% | 291.6285 | 0 | 2117.4921 | 0.29998 | 5.6948 | 0.0236 | 0.023773 | 5.6939 | 5.6524 | 239.5087 | 129 | 301 | 430 | 164.25 | 383.25 | 547.5 | 185.625 | 433.125 | 618.75 | 122.5 | 146.5 | 87.35 | 82.75 | 88 | 308.75 | 110.5 | 159.12 | 149.48 | 139.83 | 125.35 | 113.52 | 272.25 | 274.75 | 133.25 | 32.07 | 66.24 | 148.54 | 169.7 | 175.8 | 218.2 | 292.4 | 63.4 | 79.675 | 184 | 219.75 | 238.925 | 127 | 157.97 | 285.18 | 231.43 | 46.49 | 156.06 | 314.18 | 276.32 | 345 | 40.06 | 42.85 | 90.6 | 106 | 185.25 | 51.4925 | 87.5 | 219.25 | 153.5 | 209.5 | 217.5 | 273.5 | 170.25 | 208.75 | 139.35 | 188.44 | 352.27 | 301.25 | 213.35 | 272.49 | 260 | 359 | 318.3333 | 391.6667 | 370 | 120.25 | 103.75 | 181.5 | 49.5 | 140 | 64.02 | 57.55 | 32.425 | 42.125 | 43.96 | 287.89 | 139.25 | 127.26 | 187.5 | 191.29 | 191.29 | 237.5 | 258.75 | 211.94 | 308.15 | 335 | 313.75 | 285 | 389.42 | 389.42 | 47.29 | 86.1 | 281.25 | 574.5 | 5.25
5.5 | 0.096231 | 0.096231 | 0.024058 | 40.6831 | 26.8936 | 26.8936 | 6.7234 | 279.4686 | 335.305 | 83.35% | 335.305 | 0 | 2117.4921 | 0.3239 | 6.7234 | 0.023925 | 0.024054 | 6.7224 | 6.6862 | 279.4686 | 156 | 364 | 520 | 196.5 | 458.5 | 655 | 218.25 | 509.25 | 727.5 | 146 | 175 | 100.9 | 93.0625 | 99.25 | 382.5 | 125.875 | 187.96 | 178.31 | 173.49 | 149.37 | 141.07 | 311.5 | 316.5 | 166.5 | 37.43 | 78.83 | 180.24 | 185.54 | 197 | 255.3 | 345.41 | 77.1 | 94.15 | 216 | 258.3 | 280.55 | 150 | 187.27 | 324.28 | 300 | 69.21 | 182.45 | 344.05 | 334.81 | 410 | 51.6 | 54.41 | 104.71 | 138 | 226.5 | 58.335 | 102 | 263.5 | 186 | 249 | 260 | 326 | 199.5 | 244.5 | 164.56 | 224.11 | 405.3 | 377.5 | 258 | 322.63 | 320 | 448 | 416.6667 | 483.3333 | 440 | 140.5 | 118.5 | 225 | 65 | 181 | 75 | 67.1 | 43.35 | 53.85 | 56.26 | 338.47 | 179.5 | 154.67 | 225 | 241.12 | 241.12 | 275 | 297.5 | 247.12 | 359.66 | 390 | 377.5 | 330 | 441.35 | 441.35 | 59.6 | 105.4 | 367.5 | 683 | 5.5
5.75 | 0.09701 | 0.09701 | 0.024252 | 46.863 | 31.3567 | 31.3567 | 7.8392 | 323.2315 | 383.1383 | 84.36% | 383.1383 | 0 | 2117.4921 | 0.34806 | 7.8392 | 0.024162 | 0.024249 | 7.838 | 7.81 | 323.2315 | 183 | 427 | 610 | 228.75 | 533.75 | 762.5 | 250.875 | 585.375 | 836.25 | 169.5 | 203.5 | 114.45 | 103.375 | 110.5 | 456.25 | 141.25 | 240.89 | 231.25 | 216.78 | 197.49 | 180.39 | 350.75 | 358.25 | 199.75 | 42.79 | 97.47 | 214.58 | 214.58 | 228.8 | 303 | 403.71 | 90.8 | 108.625 | 248 | 296.85 | 322.175 | 177.5 | 216.58 | 363.37 | 334.29 | 85.74 | 218.17 | 403.55 | 373.8 | 475 | 63.12 | 65.96 | 120.81 | 170 | 267.75 | 65.1775 | 116.5 | 307.75 | 218.5 | 295 | 306 | 378.5 | 228.75 | 280.25 | 194.81 | 259.79 | 465.91 | 453.75 | 298.1 | 403.15 | 380 | 537 | 515 | 575 | 510 | 160.75 | 133.25 | 268.5 | 80.5 | 222 | 85.98 | 76.65 | 54.275 | 65.575 | 67.01 | 389.05 | 219.75 | 178.66 | 262.5 | 279.92 | 279.92 | 312.5 | 336.25 | 282.3 | 411.16 | 445 | 441.25 | 375 | 504.81 | 504.81 | 65.83 | 124.7 | 453.75 | 791.5 | 5.75
6 | 0.097452 | 0.097452 | 0.024363 | 53.488 | 36.1519 | 36.1519 | 9.038 | 370.9701 | 435.3171 | 85.22% | 435.3171 | 0 | 2117.4921 | 0.37238 | 9.038 | 0.024315 | 0.02436 | 9.0367 | 9.02 | 370.9701 | 210 | 490 | 700 | 261 | 609 | 870 | 283.5 | 661.5 | 945 | 193 | 232 | 128 | 124 | 133 | 530 | 172 | 289.02 | 264.9 | 255.26 | 231.14 | 215.77 | 390 | 400 | 233 | 55.38 | 116.11 | 241 | 241 | 265.9 | 361.31 | 472.6 | 104.5 | 123.1 | 280 | 335.4 | 363.8 | 205 | 250.78 | 409.81 | 391.43 | 104.34 | 246.12 | 463.06 | 432.28 | 540 | 74.66 | 80.39 | 136.92 | 202 | 309 | 72.02 | 131 | 352 | 251 | 341 | 352 | 431 | 258 | 316 | 225.07 | 305.58 | 541.67 | 530 | 355.89 | 463.48 | 440 | 626 | 613.3333 | 666.6667 | 580 | 181 | 148 | 312 | 96 | 263 | 100.6 | 86.2 | 65.2 | 77.3 | 82.34 | 451.29 | 260 | 223.26 | 300 | 335.2 | 329.71 | 350 | 375 | 317.48 | 469.53 | 500 | 505 | 420 | 568.27 | 568.27 | 81.18 | 144 | 540 | 900 | 6
6.25 | 0.097569 | 0.097569 | 0.024392 | 60.5288 | 41.2577 | 41.2577 | 10.3144 | 422.8575 | 492.0305 | 85.94% | 492.0305 | 0 | 2117.4921 | 0.39676 | 10.3144 | 0.024384 | 0.024389 | 10.3131 | 10.3111 | 422.8575 | 246.375 | 574.875 | 821.25 | 303.375 | 707.875 | 1011.25 | 329.25 | 768.25 | 1097.5 | 227 | 272.75 | 146.5 | 142.75 | 153 | 632.5 | 200.5 | 327.5 | 308.21 | 298.56 | 264.79 | 255.09 | 460.25 | 452.5 | 299.75 | 66.16 | 128.71 | 277.99 | 277.99 | 313.6 | 403.71 | 530.92 | 125.725 | 143.075 | 324.25 | 389 | 421.575 | 237 | 292.32 | 463.58 | 454.29 | 127.07 | 275.62 | 512.53 | 500.48 | 622.5 | 90.02 | 97.7 | 155.03 | 240.5 | 359.5 | 84.9425 | 158.5 | 409 | 296.5 | 394.5 | 407 | 503.25 | 299 | 366 | 265.37 | 351.31 | 602.27 | 632.5 | 418.06 | 544 | 500 | 715 | 711.6667 | 758.3333 | 650 | 207.5 | 179.75 | 370.5 | 115.25 | 313.75 | 111.58 | 99.175 | 78.9 | 91.725 | 94 | 505.76 | 311.25 | 264.42 | 337.5 | 368.5 | 379.49 | 409.375 | 433.75 | 370.05 | 527.9 | 575 | 568.75 | 506.875 | 643.27 | 643.27 | 96.54 | 170.35 | 641.25 | 1066.5 | 6.25
6.5 | 0.097372 | 0.097372 | 0.024343 | 67.949 | 46.6475 | 46.6475 | 11.6619 | 479.0664 | 553.4674 | 86.56% | 553.4674 | 0 | 2117.4921 | 0.42114 | 11.6619 | 0.024374 | 0.02434 | 11.6604 | 11.6767 | 479.0664 | 282.75 | 659.75 | 942.5 | 345.75 | 806.75 | 1152.5 | 375 | 875 | 1250 | 261 | 313.5 | 165 | 156.8125 | 168 | 735 | 221.875 | 390.08 | 365.97 | 356.32 | 312.92 | 298.32 | 530.5 | 505 | 366.5 | 82.35 | 147.34 | 312.34 | 309.7 | 350.71 | 462.01 | 594.52 | 146.95 | 163.05 | 368.5 | 442.6 | 479.35 | 269 | 333.85 | 522.24 | 511.43 | 145.66 | 305.12 | 601.45 | 549.18 | 705 | 105.38 | 115 | 173.15 | 279 | 410 | 97.865 | 186 | 466 | 342 | 448 | 462 | 575.5 | 340 | 416 | 305.68 | 386.99 | 678.03 | 735 | 475.85 | 614.54 | 560 | 804 | 810 | 850 | 720 | 234 | 211.5 | 429 | 134.5 | 364.5 | 137.2 | 112.15 | 92.6 | 106.15 | 106.94 | 567.99 | 362.5 | 309.03 | 375 | 423.78 | 429.28 | 468.75 | 492.5 | 422.54 | 600 | 650 | 632.5 | 593.75 | 729.81 | 729.81 | 105.83 | 196.7 | 742.5 | 1233 | 6.5
6.75 | 0.096874 | 0.096874 | 0.024219 | 75.706 | 52.2898 | 52.2898 | 13.0724 | 539.7697 | 619.8167 | 87.09% | 619.8167 | 0 | 2117.4921 | 0.44542 | 13.0724 | 0.024287 | 0.024216 | 13.0708 | 13.1093 | 539.7697 | 319.125 | 744.625 | 1063.75 | 388.125 | 905.625 | 1293.75 | 420.75 | 981.75 | 1402.5 | 295 | 354.25 | 183.5 | 170.875 | 183 | 837.5 | 243.25 | 452.68 | 418.92 | 394.8 | 365.87 | 353.33 | 600.75 | 557.5 | 433.25 | 94.94 | 171.77 | 336.11 | 336.11 | 398.41 | 509.72 | 668.73 | 168.175 | 183.025 | 412.75 | 496.2 | 537.125 | 306.5 | 375.4 | 588.24 | 602.85 | 174.58 | 334.63 | 680.56 | 636.79 | 787.5 | 120.73 | 135.17 | 193.27 | 317.5 | 460.5 | 110.7875 | 213.5 | 523 | 387.5 | 510 | 521 | 647.75 | 381 | 466 | 345.98 | 437.73 | 761.35 | 837.5 | 533.47 | 705.26 | 620 | 893 | 908.3333 | 941.6667 | 790 | 260.5 | 243.25 | 487.5 | 153.75 | 415.25 | 155.49 | 125.125 | 106.3 | 120.575 | 122.27 | 618.56 | 413.75 | 360.5 | 412.5 | 490.05 | 490.05 | 528.125 | 551.25 | 469.26 | 665.24 | 725 | 696.25 | 680.625 | 816.35 | 816.35 | 115.08 | 223.05 | 843.75 | 1399.5 | 6.75
7 | 0.096092 | 0.096092 | 0.024023 | 83.751 | 58.1489 | 58.1489 | 14.5372 | 605.1403 | 691.2674 | 87.54% | 691.2674 | 0 | 2117.4921 | 0.46955 | 14.5372 | 0.024127 | 0.02402 | 14.5355 | 14.5999 | 605.1403 | 355.5 | 829.5 | 1185 | 430.5 | 1004.5 | 1435 | 466.5 | 1088.5 | 1555 | 329 | 395 | 202 | 199 | 213 | 940 | 286 | 510.45 | 481.51 | 462.22 | 423.62 | 396.56 | 671 | 610 | 500 | 111.14 | 190.16 | 383.68 | 383.68 | 446.11 | 568.02 | 727.03 | 189.4 | 203 | 457 | 549.8 | 594.9 | 344 | 426.72 | 659.14 | 654.29 | 201.45 | 365.68 | 739.83 | 685.49 | 870 | 136.09 | 155.34 | 213.39 | 356 | 511 | 123.71 | 241 | 580 | 433 | 572 | 580 | 720 | 422 | 516 | 386.28 | 508.66 | 844.7 | 940 | 608.78 | 775.8 | 680 | 982 | 1006.6667 | 1033.3333 | 860 | 287 | 275 | 546 | 173 | 466 | 173.78 | 138.1 | 120 | 135 | 139.11 | 680.81 | 465 | 411.98 | 450 | 556.37 | 556.37 | 587.5 | 610 | 515.98 | 747.64 | 800 | 760 | 767.5 | 925.96 | 925.96 | 130.43 | 249.4 | 945 | 1566 | 7
7.25 | 0.09504 | 0.09504 | 0.02376 | 92.0302 | 64.1853 | 64.1853 | 16.0463 | 675.351 | 768.0085 | 87.94% | 768.0085 | 0 | 2117.4921 | 0.49345 | 16.0463 | 0.023897 | 0.023757 | 16.0446 | 16.1388 | 675.351 | 403.875 | 942.375 | 1346.25 | 485.625 | 1133.125 | 1618.75 | 526.875 | 1229.375 | 1756.25 | 373.5 | 448.25 | 226.25 | 223.5 | 239.25 | 1072.5 | 324.75 | 573.05 | 548.92 | 519.98 | 476.56 | 459.41 | 741.25 | 683.75 | 591.6667 | 123.73 | 214.58 | 433.9 | 433.9 | 499.12 | 652.83 | 838.34 | 213.45 | 229 | 515.25 | 620.225 | 671.375 | 386 | 475.6 | 727.58 | 734.29 | 228.31 | 407.6 | 818.94 | 773.1 | 986.25 | 151.43 | 184.14 | 235.52 | 411 | 572.75 | 141.845 | 274.75 | 652.5 | 491.5 | 644 | 648.5 | 815.5 | 477 | 582.25 | 426.56 | 554.38 | 943.18 | 1072.5 | 675.33 | 876.72 | 740 | 1071 | 1105 | 1125 | 930 | 328.25 | 317.75 | 619.5 | 197 | 526.75 | 188.41 | 156.025 | 137 | 152.75 | 160.47 | 739.16 | 532.5 | 470.32 | 535 | 622.64 | 617.14 | 665.3846 | 695 | 580.01 | 826.6 | 876.9231 | 853.3333 | 854.375 | 1050 | 1050 | 148.81 | 284.1 | 1046.25 | 1807.75 | 7.25
7.5 | 0.093736 | 0.093736 | 0.023434 | 100.4851 | 70.3561 | 70.3561 | 17.589 | 750.5747 | 850.2287 | 88.28% | 850.2287 | 0 | 2117.4921 | 0.51705 | 17.589 | 0.023602 | 0.023432 | 17.5872 | 17.7151 | 750.5747 | 452.25 | 1055.25 | 1507.5 | 540.75 | 1261.75 | 1802.5 | 587.25 | 1370.25 | 1957.5 | 418 | 501.5 | 250.5 | 241.875 | 258.9375 | 1205 | 353.8125 | 654.92 | 621.16 | 572.93 | 529.52 | 518.32 | 811.5 | 757.5 | 683.3333 | 136.31 | 244.81 | 484.12 | 484.12 | 552.12 | 727.03 | 933.75 | 237.5 | 255 | 573.5 | 690.65 | 747.85 | 428 | 534.27 | 800.94 | 820 | 265.5 | 444.88 | 917.65 | 860.72 | 1102.5 | 170.6 | 207.19 | 257.66 | 466 | 634.5 | 159.98 | 308.5 | 725 | 550 | 716 | 717 | 911 | 532 | 648.5 | 466.87 | 610.15 | 1040 | 1205 | 746.26 | 957.46 | 800 | 1160 | 1203.3333 | 1216.6667 | 1000 | 369.5 | 360.5 | 693 | 221 | 587.5 | 210.37 | 173.95 | 154 | 170.5 | 178.83 | 797.51 | 600 | 525.24 | 620 | 683.41 | 677.92 | 743.2692 | 780 | 644.03 | 919.31 | 953.8462 | 946.6667 | 941.25 | 1170 | 1170 | 170.19 | 318.8 | 1147.5 | 2049.5 | 7.5
7.75 | 0.092198 | 0.092198 | 0.02305 | 109.0534 | 76.6155 | 76.6155 | 19.1539 | 830.9843 | 938.1172 | 88.58% | 938.1172 | 0 | 2117.4921 | 0.54029 | 19.1539 | 0.023247 | 0.023047 | 19.152 | 19.3175 | 830.9843 | 500.625 | 1168.125 | 1668.75 | 595.875 | 1390.375 | 1986.25 | 647.625 | 1511.125 | 2158.75 | 462.5 | 554.75 | 274.75 | 260.25 | 278.625 | 1337.5 | 382.875 | 727.16 | 693.4 | 635.52 | 587.3 | 589.01 | 881.75 | 831.25 | 775 | 150.71 | 263.19 | 542.28 | 542.28 | 599.81 | 801.24 | 1030 | 261.55 | 281 | 631.75 | 761.075 | 824.325 | 478 | 597.81 | 876.73 | 905.71 | 292.35 | 482.14 | 1020 | 919.13 | 1218.75 | 189.78 | 227.35 | 279.79 | 521 | 696.25 | 178.115 | 342.25 | 797.5 | 608.5 | 798 | 793.5 | 1006.5 | 587 | 714.75 | 517.22 | 686.09 | 1130 | 1337.5 | 808.26 | 1070 | 860 | 1249 | 1301.6667 | 1308.3333 | 1110 | 410.75 | 403.25 | 766.5 | 245 | 648.25 | 232.32 | 191.875 | 171 | 188.25 | 200.22 | 863.62 | 667.5 | 597.33 | 705 | 755.18 | 755.18 | 821.1538 | 865 | 713.83 | 1010 | 1030.7692 | 1040 | 1028.125 | 1300 | 1300 | 191.6 | 353.5 | 1248.75 | 2291.25 | 7.75
8 | 0.090445 | 0.090445 | 0.022611 | 117.6699 | 82.9158 | 82.9158 | 20.729 | 916.7526 | 1031.8628 | 88.84% | 1031.8628 | 0 | 2117.4921 | 0.56313 | 20.729 | 0.022835 | 0.022609 | 20.7271 | 20.9338 | 916.7526 | 549 | 1281 | 1830 | 651 | 1519 | 2170 | 708 | 1652 | 2360 | 507 | 608 | 299 | 297 | 318 | 1470 | 441 | 809.05 | 760.81 | 717.4 | 664.35 | 655.78 | 952 | 905 | 866.6667 | 165.1 | 293.41 | 595.15 | 611.02 | 658.13 | 891.34 | 1140 | 285.6 | 307 | 690 | 831.5 | 900.8 | 528 | 656.49 | 947.62 | 1000 | 327.48 | 519.41 | 1090 | 1030 | 1335 | 212.77 | 250.41 | 301.91 | 576 | 758 | 196.25 | 376 | 870 | 667 | 880 | 870 | 1102 | 642 | 781 | 577.63 | 741.85 | 1250 | 1470 | 883.56 | 1180 | 920 | 1338 | 1400 | 1400 | 1220 | 452 | 446 | 840 | 269 | 709 | 246.95 | 209.8 | 188 | 206 | 221.6 | 921.97 | 735 | 645.37 | 790 | 832.43 | 826.94 | 899.0385 | 950 | 795.17 | 1110 | 1107.6923 | 1133.3333 | 1115 | 1420 | 1420 | 206.96 | 388.2 | 1350 | 2533 | 8
8.25 | 0.088495 | 0.088495 | 0.022124 | 126.2677 | 89.2079 | 89.2079 | 22.302 | 1008.0524 | 1131.6544 | 89.08% | 1131.6544 | 0 | 2117.4921 | 0.5855 | 22.302 | 0.022371 | 0.022122 | 22.3001 | 22.5516 | 1008.0524 | 607.875 | 1418.375 | 2026.25 | 715.875 | 1670.375 | 2386.25 | 779.625 | 1819.125 | 2598.75 | 565 | 677.75 | 329.25 | 327 | 350.25 | 1676.25 | 487 | 876.46 | 876.46 | 794.46 | 741.41 | 730.38 | 1022.25 | 978.75 | 958.3333 | 177.68 | 323.63 | 655.95 | 706.21 | 742.93 | 981.45 | 1260 | 316.375 | 339.075 | 762 | 917.325 | 994.2 | 586 | 724.94 | 1060 | 1070 | 354.34 | 555.12 | 1190 | 1100 | 1482.5 | 235.76 | 282.08 | 326.05 | 634 | 822.75 | 216.3875 | 416 | 961.75 | 743.75 | 971 | 957.5 | 1220.25 | 711.25 | 865 | 633 | 807.68 | 1370 | 1637.5 | 963.26 | 1280 | 980 | 1427 | 1550 | 1500 | 1330 | 500.25 | 489.75 | 925 | 294.75 | 775.25 | 279.88 | 228.85 | 208 | 226.25 | 243 | 984.21 | 805 | 710.58 | 862.1429 | 904.2 | 904.2 | 976.9231 | 1035 | 888.05 | 1200 | 1184.6154 | 1226.6667 | 1201.875 | 1540 | 1540 | 231.35 | 431.1 | 1495 | 2774.75 | 8.25
8.5 | 0.086368 | 0.086368 | 0.021592 | 134.7785 | 95.4417 | 95.4417 | 23.8604 | 1105.0567 | 1237.6811 | 89.28% | 1237.6811 | 0 | 2117.4921 | 0.60736 | 23.8604 | 0.021861 | 0.02159 | 23.8586 | 24.1581 | 1105.0567 | 666.75 | 1555.75 | 2222.5 | 780.75 | 1821.75 | 2602.5 | 851.25 | 1986.25 | 2837.5 | 623 | 747.5 | 359.5 | 349.5 | 374.4375 | 1882.5 | 521.5 | 987.27 | 982.45 | 905.29 | 808.83 | 804.99 | 1092.5 | 1052.5 | 1050 | 192.08 | 353.58 | 722.04 | 793.47 | 817.14 | 1080 | 1390 | 347.15 | 371.15 | 834 | 1003.15 | 1087.6 | 644 | 798.29 | 1130 | 1170 | 381.2 | 592.39 | 1300 | 1210 | 1630 | 254.92 | 308 | 350.19 | 692 | 887.5 | 236.525 | 456 | 1053.5 | 820.5 | 1062 | 1045 | 1338.5 | 780.5 | 949 | 683.34 | 883.54 | 1490 | 1805 | 1040 | 1420 | 1040 | 1516 | 1700 | 1600 | 1440 | 548.5 | 533.5 | 1010 | 320.5 | 841.5 | 312.8 | 247.9 | 228 | 246.5 | 265.9 | 1040 | 875 | 768.94 | 934.2857 | 992.49 | 997.99 | 1054.8077 | 1120 | 992.55 | 1290 | 1261.5385 | 1320 | 1288.75 | 1680 | 1680 | 252.77 | 474 | 1640 | 3016.5 | 8.5
8.75 | 0.084083 | 0.084083 | 0.021021 | 143.134 | 101.5671 | 101.5671 | 25.3918 | 1207.9384 | 1350.1317 | 89.47% | 1350.1317 | 0 | 2117.4921 | 0.62867 | 25.3918 | 0.021309 | 0.021019 | 25.39 | 25.7405 | 1207.9384 | 725.625 | 1693.125 | 2418.75 | 845.625 | 1973.125 | 2818.75 | 922.875 | 2153.375 | 3076.25 | 681 | 817.25 | 389.75 | 372 | 398.625 | 2088.75 | 556 | 1120 | 1040 | 967.88 | 890.72 | 883.53 | 1162.75 | 1126.25 | 1141.6667 | 208.28 | 383.81 | 788.14 | 888.66 | 891.34 | 1180 | 1530 | 377.925 | 403.225 | 906 | 1088.975 | 1181 | 709 | 871.63 | 1200 | 1280 | 418.39 | 638.98 | 1430 | 1290 | 1777.5 | 274.09 | 333.92 | 374.33 | 750 | 952.25 | 256.6625 | 496 | 1145.25 | 897.25 | 1162 | 1141 | 1456.75 | 849.75 | 1033 | 738.71 | 969.53 | 1610 | 1972.5 | 1110 | 1560 | 1100 | 1605 | 1850 | 1700 | 1550 | 596.75 | 577.25 | 1095 | 346.25 | 907.75 | 334.76 | 266.95 | 248 | 266.75 | 284.23 | 1100 | 945 | 837.58 | 1006.4286 | 1080 | 1090 | 1132.6923 | 1205 | 1090 | 1390 | 1338.4615 | 1413.3333 | 1375.625 | 1810 | 1810 | 274.19 | 516.9 | 1785 | 3258.25 | 8.75
9 | 0.081659 | 0.081659 | 0.020415 | 151.267 | 107.5349 | 107.5349 | 26.8837 | 1316.8701 | 1469.1952 | 89.63% | 1469.1952 | 0 | 2117.4921 | 0.64939 | 26.8837 | 0.02072 | 0.020414 | 26.8821 | 27.2862 | 1316.8701 | 784.5 | 1830.5 | 2615 | 910.5 | 2124.5 | 3035 | 994.5 | 2320.5 | 3315 | 739 | 887 | 420 | 417 | 447 | 2295 | 625 | 1210 | 1130 | 1050 | 987.06 | 965.97 | 1233 | 1200 | 1233.3333 | 224.48 | 419.81 | 859.52 | 965.34 | 970.85 | 1280 | 1650 | 408.7 | 435.3 | 978 | 1174.8 | 1274.4 | 774 | 940.08 | 1260 | 1380 | 445.25 | 676.24 | 1520 | 1400 | 1925 | 297.08 | 359.83 | 400.47 | 808 | 1017 | 276.8 | 536 | 1237 | 974 | 1262 | 1237 | 1575 | 919 | 1117 | 804.13 | 1050 | 1720 | 2140 | 1200 | 1730 | 1160 | 1694 | 2000 | 1800 | 1660 | 645 | 621 | 1180 | 372 | 974 | 367.68 | 286 | 268 | 287 | 308.65 | 1160 | 1015 | 899.38 | 1078.5714 | 1140 | 1190 | 1210.5769 | 1290 | 1200 | 1460 | 1415.3846 | 1506.6667 | 1462.5 | 1960 | 1960 | 301.66 | 559.8 | 1930 | 3500 | 9
9.25 | 0.079116 | 0.079116 | 0.019779 | 159.1117 | 113.2967 | 113.2967 | 28.3242 | 1432.0249 | 1595.0606 | 89.78% | 1595.0606 | 0 | 2117.4921 | 0.66949 | 28.3242 | 0.020099 | 0.019778 | 28.3227 | 28.7827 | 1432.0249 | 851.625 | 1987.125 | 2838.75 | 974.25 | 2273.25 | 3247.5 | 1060.125 | 2473.625 | 3533.75 | 809.5 | 971.5 | 453 | 450 | 482 | 2493.75 | 673.75 | 1320 | 1280 | 1150 | 1080 | 1060 | 1318.25 | 1300 | 1325 | 246.1 | 455.83 | 928.26 | 1010 | 1070 | 1380 | 1780 | 440.025 | 467.6 | 1057.5 | 1263.175 | 1364.05 | 850.25 | 1010 | 1310 | 1510 | 480.37 | 711.96 | 1650 | 1480 | 2097.5 | 316.25 | 385.76 | 428.63 | 870.5 | 1077.25 | 298.5075 | 578 | 1333.5 | 1060.25 | 1368.5 | 1333.5 | 1686 | 998.5 | 1217.75 | 869.55 | 1120 | 1860 | 2340 | 1280 | 1900 | 1220 | 1783 | 2100 | 1900 | 1770 | 699 | 668.5 | 1268.75 | 396.75 | 1035.25 | 393.29 | 306.35 | 290 | 308 | 331.56 | 1210 | 1097.5 | 968.03 | 1150.7143 | 1220 | 1260 | 1288.4615 | 1375 | 1290 | 1550 | 1492.3077 | 1600 | 1549.375 | 2110 | 2110 | 320.01 | 606.8 | 2075 | 3875 | 9.25
9.5 | 0.076473 | 0.076473 | 0.019118 | 166.6051 | 118.8063 | 118.8063 | 29.7016 | 1553.5756 | 1727.9167 | 89.91% | 1727.9167 | 0 | 2117.4921 | 0.68894 | 29.7016 | 0.019451 | 0.019117 | 29.7003 | 30.2179 | 1553.5756 | 918.75 | 2143.75 | 3062.5 | 1038 | 2422 | 3460 | 1125.75 | 2626.75 | 3752.5 | 880 | 1056 | 486 | 474.75 | 508.25 | 2692.5 | 710.3125 | 1440 | 1380 | 1270 | 1190 | 1150 | 1403.5 | 1400 | 1416.6667 | 258.69 | 480.01 | 1000 | 1050 | 1160 | 1480 | 1930 | 471.35 | 499.9 | 1137 | 1351.55 | 1453.7 | 926.5 | 1060 | 1350 | 1640 | 507.23 | 749.22 | 1780 | 1600 | 2270 | 339.25 | 414.56 | 464.81 | 933 | 1137.5 | 320.215 | 620 | 1430 | 1146.5 | 1475 | 1430 | 1797 | 1078 | 1318.5 | 945.03 | 1210 | 2000 | 2540 | 1350 | 2120 | 1280 | 1872 | 2200 | 2000 | 1880 | 753 | 716 | 1357.5 | 421.5 | 1096.5 | 411.58 | 326.7 | 312 | 329 | 355.98 | 1260 | 1180 | 1030 | 1222.8571 | 1310 | 1350 | 1366.3462 | 1460 | 1380 | 1620 | 1569.2308 | 1670 | 1636.25 | 2270 | 2270 | 344.45 | 653.8 | 2220 | 4250 | 9.5
9.75 | 0.073747 | 0.073747 | 0.018437 | 173.6875 | 124.02 | 124.02 | 31.005 | 1681.695 | 1867.9525 | 90.03% | 1867.9525 | 0 | 2117.4921 | 0.70772 | 31.005 | 0.018779 | 0.018436 | 31.0039 | 31.5806 | 1681.695 | 985.875 | 2300.375 | 3286.25 | 1101.75 | 2570.75 | 3672.5 | 1191.375 | 2779.875 | 3971.25 | 950.5 | 1140.5 | 519 | 499.5 | 534.5 | 2891.25 | 746.875 | 1550 | 1470 | 1370 | 1310 | 1250 | 1488.75 | 1500 | 1508.3333 | 273.08 | 510.22 | 1070 | 1090 | 1260 | 1590 | 2050 | 502.675 | 532.2 | 1216.5 | 1439.925 | 1543.35 | 1002.75 | 1130 | 1390 | 1790 | 542.35 | 784.94 | 1890 | 1720 | 2442.5 | 362.24 | 440.49 | 501 | 995.5 | 1197.75 | 341.9225 | 662 | 1526.5 | 1232.75 | 1588.5 | 1526.5 | 1908 | 1157.5 | 1419.25 | 1000 | 1310 | 2130 | 2740 | 1440 | 2320 | 1340 | 1961 | 2225 | 2050 | 1990 | 807 | 763.5 | 1446.25 | 446.25 | 1157.75 | 437.2 | 347.05 | 334 | 350 | 378.88 | 1310 | 1262.5 | 1110 | 1295 | 1410 | 1460 | 1444.2308 | 1545 | 1470 | 1690 | 1646.1538 | 1740 | 1723.125 | 2430 | 2430 | 371.92 | 700.8 | 2365 | 4625 | 9.75
10 | 0.070957 | 0.070957 | 0.017739 | 180.3034 | 128.8969 | 128.9006 | 32.2251 | 1816.6083 | 2015.414 | 90.14% | 2015.357 | 2015.414 | 2117.4921 | 0.72581 | 32.2251 | 0.018089 | 0.017739 | 32.2242 | 32.8609 | 1816.6083 | 1053 | 2457 | 3510 | 1165.5 | 2719.5 | 3885 | 1257 | 2933 | 4190 | 1021 | 1225 | 552 | 549 | 587 | 3090 | 820 | 1660 | 1590 | 1490 | 1380 | 1350 | 1574 | 1600 | 1600 | 291.09 | 540 | 1150 | 1150 | 1350 | 1690 | 2180 | 534 | 564.5 | 1296 | 1528.3 | 1633 | 1079 | 1190 | 1420 | 1920 | 589.88 | 826.85 | 1960 | 1790 | 2615 | 381.39 | 460.66 | 533.17 | 1058 | 1258 | 363.63 | 704 | 1623 | 1319 | 1702 | 1623 | 2019 | 1237 | 1520 | 1080 | 1380 | 2250 | 2940 | 1520 | 2530 | 1400 | 2050 | 2250 | 2100 | 2100 | 861 | 811 | 1535 | 471 | 1219 | 462.8 | 367.4 | 356 | 371 | 401.79 | 1360 | 1345 | 1170 | 1367.1429 | 1480 | 1560 | 1522.1154 | 1630 | 1560 | 1730 | 1723.0769 | 1760 | 1810 | 2560 | 2560 | 396.33 | 747.8 | 2510 | 5000 | 10
10.25 | 0.068119 | 0.068119 | 0.01703 | 186.402 | 133.3533 | 130.1074 | 32.5269 | 1910 | 2117.4921 | 90.2% | 2170.319 | 2166.7495 | 2117.4921 | 0.7432 | 32.5269 | 0.017385 | 0.017029 | 32.5262 | 33.2059 | 1910 | 1110.75 | 2591.75 | 3702.5 | 1213.5 | 2831.5 | 4045 | 1297.5 | 3027.5 | 4325 | 1099.25 | 1281.25 | 578.5 | 591 | 632 | 3317.5 | 866.5 | 1770 | 1720 | 1610 | 1500 | 1440 | 1659.25 | 1662.5 | 1670 | 310.91 | 564.62 | 1220 | 1240 | 1450 | 1810 | 2250 | 566 | 594.525 | 1371.5 | 1594.9 | 1690.5 | 1145 | 1240 | 1450 | 2010 | 627.07 | 859.47 | 2030 | 1890 | 2865 | 400.56 | 483.71 | 563.34 | 1114.75 | 1319.5 | 383.7925 | 745.75 | 1720.25 | 1408 | 1815 | 1729 | 2090.25 | 1313 | 1552.5 | 1150 | 1500 | 2370 | 3163.75 | 1620 | 2740 | 1485.7143 | 2125 | 2260 | 2137.5 | 2280 | 883.25 | 855.75 | 1615.25 | 489.75 | 1259.75 | 477.44 | 387.95 | 377 | 390.75 | 421.63 | 1400 | 1418.5 | 1240 | 1439.2857 | 1570 | 1650 | 1600 | 1715 | 1650 | 1750 | 1800 | 1775 | 1881.25 | 2700 | 2700 | 426.83 | 794.3 | 2655 | 5241.5 | 10.25
10.5 | 0.06525 | 0.06525 | 0.016313 | 191.9381 | 137.3139 | 124.6282 | 31.1571 | 1910 | 2117.4921 | 90.2% | 2333.0276 | 2318.0849 | 2117.4921 | 0.75987 | 31.1571 | 0.016672 | 0.016312 | 31.1567 | 31.8429 | 1910 | 1168.5 | 2726.5 | 3895 | 1261.5 | 2943.5 | 4205 | 1338 | 3122 | 4460 | 1177.5 | 1337.5 | 605 | 622.5 | 665.75 | 3545 | 901.375 | 1880 | 1840 | 1710 | 1610 | 1540 | 1744.5 | 1725 | 1740 | 341.56 | 600.63 | 1290 | 1320 | 1550 | 1900 | 2330 | 598 | 624.55 | 1447 | 1661.5 | 1748 | 1211 | 1290 | 1470 | 2110 | 674.58 | 887.42 | 2120 | 1960 | 3115 | 423.56 | 518.25 | 591.49 | 1171.5 | 1381 | 403.955 | 787.5 | 1817.5 | 1497 | 1928 | 1835 | 2161.5 | 1389 | 1585 | 1220 | 1590 | 2510 | 3387.5 | 1690 | 2910 | 1571.4286 | 2200 | 2270 | 2175 | 2460 | 905.5 | 900.5 | 1695.5 | 508.5 | 1300.5 | 499.39 | 408.5 | 398 | 410.5 | 443.02 | 1440 | 1492 | 1300 | 1511.4286 | 1640 | 1730 | 1650 | 1800 | 1750 | 1770 | 1840 | 1790 | 1952.5 | 2810 | 2810 | 454.31 | 840.8 | 2800 | 5483 | 10.5
10.75 | 0.062366 | 0.062366 | 0.015592 | 196.8722 | 140.8438 | 119.1193 | 29.7798 | 1910 | 2117.4921 | 90.2% | 2503.6717 | 2469.4204 | 2117.4921 | 0.77582 | 29.7798 | 0.015952 | 0.015592 | 29.7798 | 30.4688 | 1910 | 1226.25 | 2861.25 | 4087.5 | 1309.5 | 3055.5 | 4365 | 1378.5 | 3216.5 | 4595 | 1255.75 | 1393.75 | 631.5 | 654 | 699.5 | 3772.5 | 936.25 | 1980 | 1960 | 1820 | 1720 | 1630 | 1829.75 | 1787.5 | 1810 | 364.99 | 625.06 | 1360 | 1420 | 1640 | 2030 | 2400 | 630 | 654.575 | 1522.5 | 1728.1 | 1805.5 | 1276.5 | 1330 | 1490 | 2190 | 707.64 | 913.81 | 2170 | 2060 | 3365 | 450.37 | 538.43 | 619.64 | 1228.25 | 1442.5 | 424.1175 | 829.25 | 1914.75 | 1586 | 2022 | 1939 | 2232.75 | 1465 | 1617.5 | 1300 | 1680 | 2630 | 3611.25 | 1760 | 3130 | 1657.1429 | 2220 | 2280 | 2212.5 | 2640 | 927.75 | 945.25 | 1775.75 | 527.25 | 1341.25 | 517.68 | 429.05 | 419 | 430.25 | 465.92 | 1470 | 1565.5 | 1370 | 1583.5714 | 1700 | 1800 | 1700 | 1845 | 1850 | 1780 | 1880 | 1792.5 | 2023.75 | 2880 | 2880 | 481.74 | 887.3 | 2875 | 5724.5 | 10.75
11 | 0.059481 | 0.059481 | 0.01487 | 201.171 | 143.9191 | 113.6084 | 28.4021 | 1910 | 2117.4921 | 90.2% | 2682.4401 | 2620.7558 | 2117.4921 | 0.79105 | 28.4021 | 0.015231 | 0.01487 | 28.4023 | 29.0907 | 1910 | 1284 | 2996 | 4280 | 1357.5 | 3167.5 | 4525 | 1419 | 3311 | 4730 | 1334 | 1450 | 658 | 717 | 767 | 4000 | 1006 | 2100 | 2020 | 1920 | 1840 | 1700 | 1915 | 1850 | 1880 | 384.81 | 666.85 | 1410 | 1500 | 1730 | 2140 | 2470 | 662 | 684.6 | 1598 | 1794.7 | 1863 | 1342 | 1370 | 1500 | 2260 | 751.03 | 937.11 | 2240 | 2120 | 3615 | 469.54 | 552.85 | 645.79 | 1285 | 1504 | 444.28 | 871 | 2012 | 1675 | 2116 | 2043 | 2304 | 1541 | 1650 | 1380 | 1770 | 2750 | 3835 | 1830 | 3270 | 1742.8571 | 2240 | 2290 | 2250 | 2820 | 950 | 990 | 1856 | 546 | 1382 | 532.32 | 449.6 | 440 | 450 | 488.83 | 1500 | 1639 | 1420 | 1655.7143 | 1750 | 1860 | 1750 | 1890 | 1950 | 1790 | 1920 | 1795 | 2095 | 2930 | 2930 | 515.28 | 933.8 | 2925 | 5966 | 11
11.25 | 0.056608 | 0.056608 | 0.014152 | 204.8077 | 146.5209 | 108.1214 | 27.0304 | 1910 | 2117.4921 | 90.2% | 2869.5219 | 2772.0913 | 2117.4921 | 0.80556 | 27.0304 | 0.014511 | 0.014152 | 27.0309 | 27.7155 | 1910 | 1321.5 | 3083.5 | 4405 | 1382.625 | 3226.125 | 4608.75 | 1434.375 | 3346.875 | 4781.25 | 1375.5 | 1462.5 | 673 | 731.5 | 782.5 | 4220 | 1042.75 | 2180 | 2100 | 2010 | 1920 | 1770 | 1957.5 | 1885 | 1917.5 | 395.58 | 691.03 | 1440 | 1500 | 1820 | 2220 | 2480 | 684.25 | 708.425 | 1653 | 1828.8 | 1887.35 | 1371.5 | 1390 | 1500 | 2320 | 782.02 | 958.85 | 2310 | 2210 | 3910 | 484.88 | 573.03 | 671.93 | 1320.25 | 1537.25 | 466.605 | 907.25 | 2066.5 | 1757.25 | 2189 | 2121.5 | 2342.5 | 1568.25 | 1650 | 1450 | 1860 | 2850 | 4013.75 | 1890 | 3370 | 1828.5714 | 2246.6667 | 2300 | 2260 | 3000 | 950 | 1024.25 | 1901.25 | 555.5 | 1396 | 546.95 | 468.475 | 457.5 | 466 | 508.7 | 1530 | 1673 | 1490 | 1727.8571 | 1770 | 1910 | 1760 | 1926.6667 | 2030 | 1790 | 1935 | 1797.5 | 2166.25 | 2960 | 2960 | 536.69 | 977.25 | 2950 | 6149.5 | 11.25
11.5 | 0.05376 | 0.05376 | 0.01344 | 207.7623 | 148.6346 | 102.6824 | 25.6706 | 1910 | 2117.4921 | 90.2% | 3065.106 | 2923.4267 | 2117.4921 | 0.81936 | 25.6706 | 0.013795 | 0.01344 | 25.6713 | 26.3492 | 1910 | 1359 | 3171 | 4530 | 1407.75 | 3284.75 | 4692.5 | 1449.75 | 3382.75 | 4832.5 | 1417 | 1475 | 688 | 742.375 | 794.125 | 4440 | 1070.3125 | 2240 | 2180 | 2100 | 2010 | 1810 | 2000 | 1920 | 1950 | 404.56 | 721.25 | 1460 | 1500 | 1910 | 2290 | 2500 | 706.5 | 732.25 | 1708 | 1862.9 | 1911.7 | 1401 | 1410 | 1500 | 2370 | 813.02 | 975.93 | 2360 | 2290 | 4205 | 511.69 | 593.2 | 694.07 | 1355.5 | 1570.5 | 488.93 | 943.5 | 2121 | 1839.5 | 2262 | 2200 | 2381 | 1595.5 | 1650 | 1510 | 1930 | 2960 | 4192.5 | 1950 | 3440 | 1914.2857 | 2253.3333 | 2300 | 2270 | 3100 | 950 | 1058.5 | 1946.5 | 565 | 1410 | 557.93 | 487.35 | 475 | 482 | 527.06 | 1550 | 1707 | 1550 | 1800 | 1790 | 1950 | 1770 | 1963.3333 | 2140 | 1800 | 1950 | 1800 | 2237.5 | 2980 | 2980 | 567.19 | 1020.7 | 2975 | 6333 | 11.5
11.75 | 0.050949 | 0.050949 | 0.012737 | 210.0214 | 150.2508 | 97.3135 | 24.3284 | 1910 | 2117.4921 | 90.2% | 3269.3813 | 3074.7622 | 2117.4921 | 0.83244 | 24.3284 | 0.013088 | 0.012738 | 24.3293 | 24.9978 | 1910 | 1396.5 | 3258.5 | 4655 | 1432.875 | 3343.375 | 4776.25 | 1465.125 | 3418.625 | 4883.75 | 1458.5 | 1487.5 | 703 | 753.25 | 805.75 | 4660 | 1097.875 | 2300 | 2250 | 2180 | 2090 | 1860 | 2000 | 1955 | 1975 | 420.76 | 739.89 | 1490 | 1500 | 2000 | 2360 | 2500 | 728.75 | 756.075 | 1763 | 1897 | 1936.05 | 1430.5 | 1430 | 1500 | 2420 | 854.34 | 985.25 | 2380 | 2330 | 4500 | 534.68 | 610.5 | 718.2 | 1390.75 | 1603.75 | 511.255 | 979.75 | 2175.5 | 1921.75 | 2316 | 2272.5 | 2419.5 | 1622.75 | 1650 | 1580 | 1990 | 3060 | 4371.25 | 2030 | 3480 | 2000 | 2260 | 2300 | 2280 | 3200 | 950 | 1092.75 | 1991.75 | 574.5 | 1424 | 568.9 | 506.225 | 492.5 | 498 | 540.85 | 1560 | 1741 | 1610 | 1833 | 1800 | 1960 | 1780 | 2000 | 2230 | 1800 | 1965 | 1800 | 2308.75 | 3000 | 3000 | 591.6 | 1064.15 | 2985 | 6516.5 | 11.75
12 | 0.048186 | 0.048186 | 0.012046 | 211.5784 | 151.3646 | 92.0345 | 23.0086 | 1910 | 2117.4921 | 90.2% | 3482.5368 | 3226.0976 | 2117.4921 | 0.84484 | 23.0086 | 0.012391 | 0.012047 | 23.0097 | 23.6664 | 1910 | 1434 | 3346 | 4780 | 1458 | 3402 | 4860 | 1480.5 | 3454.5 | 4935 | 1500 | 1500 | 718 | 775 | 829 | 4880 | 1153 | 2350 | 2320 | 2250 | 2160 | 1900 | 2000 | 1990 | 2000 | 442.38 | 746.69 | 1500 | 1500 | 2080 | 2420 | 2500 | 751 | 779.9 | 1818 | 1931.1 | 1960.4 | 1460 | 1440 | 1500 | 2460 | 881.2 | 989.91 | 2390 | 2370 | 4795 | 553.85 | 627.8 | 740.33 | 1426 | 1637 | 533.58 | 1016 | 2230 | 2004 | 2370 | 2345 | 2458 | 1650 | 1650 | 1640 | 2030 | 3160 | 4550 | 2090 | 3510 | 2040 | 2300 | 2300 | 2290 | 3300 | 950 | 1127 | 2037 | 584 | 1438 | 579.88 | 525.1 | 510 | 514 | 556.17 | 1580 | 1775 | 1660 | 1866 | 1800 | 1970 | 1790 | 2000 | 2340 | 1800 | 1980 | 1800 | 2380 | 3000 | 3000 | 609.98 | 1107.6 | 2995 | 6700 | 12
12.25 | 0.045478 | 0.045478 | 0.01137 | 212.4332 | 151.9762 | 86.8635 | 21.7159 | 1910 | 2117.4921 | 90.2% | 3704.7614 | 3377.4331 | 2117.4921 | 0.85654 | 21.7159 | 0.011707 | 0.01137 | 21.7172 | 22.3598 | 1910 | 1445.625 | 3373.125 | 4818.75 | 1465.875 | 3420.375 | 4886.25 | 1484.625 | 3464.125 | 4948.75 | 1500 | 1500 | 723.75 | 787.5 | 842.5 | 4940 | 1175 | 2390 | 2370 | 2300 | 2230 | 1930 | 2000 | 2000 | 2000 | 460.39 | 750 | 1500 | 1500 | 2150 | 2460 | 2500 | 760.25 | 795.075 | 1847.25 | 1943.575 | 1967.9 | 1468.5 | 1460 | 1500 | 2480 | 916.32 | 994.56 | 2400 | 2390 | 4897.5 | 576.83 | 642.23 | 760.46 | 1432.25 | 1639.75 | 546.1225 | 1043 | 2247.5 | 2073.25 | 2406.5 | 2387.5 | 2468.5 | 1650 | 1650 | 1700 | 2040 | 3260 | 4637.5 | 2130 | 3540 | 2080 | 2300 | 2300 | 2295 | 3375 | 950 | 1144.75 | 2049.75 | 588 | 1446.75 | 587.2 | 534.9 | 521.5 | 525 | 569.99 | 1600 | 1780.5 | 1710 | 1900 | 1800 | 1980 | 1792.5 | 2000 | 2440 | 1800 | 1990 | 1800 | 2410 | 3000 | 3000 | 634.43 | 1147.85 | 3000 | 6800 | 12.25
12.5 | 0.042836 | 0.042836 | 0.010709 | 212.5923 | 152.09 | 81.8164 | 20.4541 | 1910 | 2117.4921 | 90.2% | 3936.2441 | 3528.7685 | 2117.4921 | 0.86758 | 20.4541 | 0.011038 | 0.01071 | 20.4555 | 21.0823 | 1910 | 1457.25 | 3400.25 | 4857.5 | 1473.75 | 3438.75 | 4912.5 | 1488.75 | 3473.75 | 4962.5 | 1500 | 1500 | 729.5 | 796.875 | 852.625 | 5000 | 1191.5 | 2420 | 2410 | 2350 | 2280 | 1950 | 2000 | 2000 | 2000 | 478.39 | 750 | 1500 | 1500 | 2230 | 2480 | 2500 | 769.5 | 810.25 | 1876.5 | 1956.05 | 1975.4 | 1477 | 1470 | 1500 | 2500 | 941.12 | 1000 | 2400 | 2400 | 5000 | 592.18 | 656.66 | 778.56 | 1438.5 | 1642.5 | 558.665 | 1070 | 2265 | 2142.5 | 2443 | 2430 | 2479 | 1650 | 1650 | 1770 | 2050 | 3300 | 4725 | 2190 | 3560 | 2120 | 2300 | 2300 | 2300 | 3450 | 950 | 1162.5 | 2062.5 | 592 | 1455.5 | 600 | 544.7 | 533 | 536 | 583.8 | 1610 | 1786 | 1750 | 1933 | 1800 | 1990 | 1795 | 2000 | 2540 | 1800 | 2000 | 1800 | 2440 | 3000 | 3000 | 652.77 | 1188.1 | 3000 | 6900 | 12.5
12.75 | 0.040266 | 0.040266 | 0.010066 | 212.068 | 151.715 | 76.9073 | 19.2268 | 1910 | 2117.4921 | 90.2% | 4177.1737 | 3680.104 | 2117.4921 | 0.87797 | 19.2268 | 0.010386 | 0.010067 | 19.2284 | 19.8375 | 1910 | 1468.875 | 3427.375 | 4896.25 | 1481.625 | 3457.125 | 4938.75 | 1492.875 | 3483.375 | 4976.25 | 1500 | 1500 | 735.25 | 806.25 | 862.75 | 5000 | 1208 | 2440 | 2430 | 2390 | 2330 | 1980 | 2000 | 2000 | 2000 | 487.37 | 750 | 1510 | 1500 | 2300 | 2500 | 2500 | 778.75 | 825.425 | 1905.75 | 1968.525 | 1982.9 | 1485.5 | 1475 | 1500 | 2500 | 961.78 | 1000 | 2400 | 2400 | 5000 | 615.17 | 671.09 | 792.67 | 1444.75 | 1645.25 | 571.2075 | 1097 | 2282.5 | 2211.75 | 2471.5 | 2452.5 | 2489.5 | 1650 | 1650 | 1820 | 2050 | 3300 | 4812.5 | 2230 | 3570 | 2160 | 2300 | 2300 | 2300 | 3525 | 950 | 1180.25 | 2075.25 | 596 | 1464.25 | 600 | 554.5 | 544.5 | 547 | 596.1 | 1620 | 1791.5 | 1800 | 1949.5 | 1800 | 2000 | 1797.5 | 2000 | 2640 | 1800 | 2000 | 1800 | 2470 | 3000 | 3000 | 677.21 | 1228.35 | 3000 | 6950 | 12.75
13 | 0.037774 | 0.037774 | 0.0094435 | 210.8785 | 150.864 | 72.1482 | 18.037 | 1910 | 2117.4921 | 90.2% | 4427.7392 | 3831.4394 | 2117.4921 | 0.88772 | 18.037 | 0.0097532 | 0.0094444 | 18.0387 | 18.6287 | 1910 | 1480.5 | 3454.5 | 4935 | 1489.5 | 3475.5 | 4965 | 1497 | 3493 | 4990 | 1500 | 1500 | 741 | 825 | 883 | 5000 | 1241 | 2460 | 2450 | 2440 | 2380 | 1990 | 2000 | 2000 | 2000 | 503.56 | 750 | 1510 | 1500 | 2350 | 2500 | 2500 | 788 | 840.6 | 1935 | 1981 | 1990.4 | 1494 | 1480 | 1500 | 2500 | 976.24 | 1000 | 2400 | 2400 | 5000 | 634.35 | 685.52 | 814.8 | 1451 | 1648 | 583.75 | 1124 | 2300 | 2281 | 2500 | 2475 | 2500 | 1650 | 1650 | 1870 | 2050 | 3300 | 4900 | 2260 | 3590 | 2200 | 2300 | 2300 | 2300 | 3600 | 950 | 1198 | 2088 | 600 | 1473 | 605.49 | 564.3 | 556 | 558 | 606.85 | 1630 | 1797 | 1830 | 1966 | 1800 | 2000 | 1800 | 2000 | 2730 | 1800 | 2000 | 1800 | 2500 | 3000 | 3000 | 698.63 | 1268.6 | 3000 | 7000 | 13
13.25 | 0.035366 | 0.035366 | 0.0088415 | 209.0473 | 149.5539 | 67.5492 | 16.8873 | 1910 | 2117.4921 | 90.2% | 4688.1297 | 3982.7749 | 2117.4921 | 0.89686 | 16.8873 | 0.0091407 | 0.0088424 | 16.889 | 17.4587 | 1910 | 1483.125 | 3460.625 | 4943.75 | 1491.375 | 3479.875 | 4971.25 | 1497.375 | 3493.875 | 4991.25 | 1500 | 1500 | 742.75 | 837.5 | 887.25 | 5000 | 1250.75 | 2500 | 2460 | 2450 | 2420 | 2000 | 2000 | 2000 | 2000 | 525.19 | 750 | 1510 | 1500 | 2405 | 2500 | 2500 | 789.5 | 842.45 | 1946.25 | 1984.575 | 1992.275 | 1497 | 1485 | 1500 | 2500 | 989 | 1000 | 2400 | 2400 | 5000 | 657.34 | 697.07 | 828.9 | 1459 | 1648.5 | 592.4825 | 1154.75 | 2300 | 2326.5 | 2500 | 2482.5 | 2500 | 1650 | 1650 | 1910 | 2050 | 3300 | 5000 | 2280 | 3600 | 2220 | 2300 | 2300 | 2300 | 3600 | 950 | 1211 | 2091 | 600 | 1479.75 | 609.15 | 573.1 | 562.5 | 564 | 616.12 | 1640 | 1798.25 | 1860 | 1974.5 | 1800 | 2000 | 1800 | 2000 | 2790 | 1800 | 2000 | 1800 | 2520 | 3000 | 3000 | 713.94 | 1304.95 | 3000 | 7000 | 13.25
13.5 | 0.033046 | 0.033046 | 0.0082616 | 206.6026 | 147.805 | 63.1186 | 15.7797 | 1910 | 2117.4921 | 90.2% | 4958.5339 | 4134.1103 | 2117.4921 | 0.90541 | 15.7797 | 0.0085497 | 0.0082626 | 15.7815 | 16.3299 | 1910 | 1485.75 | 3466.75 | 4952.5 | 1493.25 | 3484.25 | 4977.5 | 1497.75 | 3494.75 | 4992.5 | 1500 | 1500 | 744.5 | 846.875 | 890.4375 | 5000 | 1258.0625 | 2500 | 2480 | 2470 | 2445 | 2000 | 2000 | 2000 | 2000 | 537.77 | 750 | 1520 | 1500 | 2440 | 2500 | 2500 | 791 | 844.3 | 1957.5 | 1988.15 | 1994.15 | 1500 | 1490 | 1500 | 2500 | 1000 | 999.22 | 2400 | 2400 | 5000 | 676.51 | 705.75 | 840.99 | 1467 | 1649 | 601.215 | 1185.5 | 2300 | 2372 | 2500 | 2490 | 2500 | 1650 | 1650 | 1940 | 2050 | 3300 | 5000 | 2300 | 3600 | 2240 | 2300 | 2300 | 2300 | 3600 | 950 | 1224 | 2094 | 600 | 1486.5 | 609.15 | 581.9 | 569 | 570 | 626.91 | 1650 | 1799.5 | 1890 | 1983 | 1800 | 2000 | 1800 | 2000 | 2850 | 1800 | 2000 | 1800 | 2540 | 3000 | 3000 | 741.41 | 1341.3 | 3000 | 7000 | 13.5
13.75 | 0.030818 | 0.030818 | 0.0077046 | 203.577 | 145.6404 | 58.8632 | 14.7158 | 1910 | 2117.4921 | 90.2% | 5239.1409 | 4285.4458 | 2117.4921 | 0.91339 | 14.7158 | 0.0079812 | 0.0077056 | 14.7177 | 15.244 | 1910 | 1488.375 | 3472.875 | 4961.25 | 1495.125 | 3488.625 | 4983.75 | 1498.125 | 3495.625 | 4993.75 | 1500 | 1500 | 746.25 | 856.25 | 893.625 | 5000 | 1265.375 | 2500 | 2500 | 2480 | 2465 | 2000 | 2000 | 2000 | 2000 | 548.55 | 750 | 1520 | 1500 | 2475 | 2500 | 2500 | 792.5 | 846.15 | 1968.75 | 1991.725 | 1996.025 | 1500 | 1495 | 1500 | 2500 | 1000 | 999.22 | 2400 | 2400 | 5000 | 691.85 | 717.31 | 853.08 | 1475 | 1649.5 | 609.9475 | 1216.25 | 2300 | 2417.5 | 2500 | 2495 | 2500 | 1650 | 1650 | 1980 | 2050 | 3300 | 5000 | 2300 | 3600 | 2260 | 2300 | 2300 | 2300 | 3600 | 950 | 1237 | 2097 | 600 | 1493.25 | 609.15 | 590.7 | 575.5 | 576 | 636.17 | 1650 | 1800.75 | 1910 | 1991.5 | 1800 | 2000 | 1800 | 2000 | 2890 | 1800 | 2000 | 1800 | 2560 | 3000 | 3000 | 762.83 | 1377.65 | 3000 | 7000 | 13.75
14 | 0.028685 | 0.028685 | 0.0071712 | 200.0068 | 143.0863 | 54.7878 | 13.6969 | 1910 | 2117.4921 | 90.2% | 5530.1395 | 4436.7812 | 2117.4921 | 0.92083 | 13.6969 | 0.0074359 | 0.0071722 | 13.6989 | 14.2026 | 1910 | 1491 | 3479 | 4970 | 1497 | 3493 | 4990 | 1498.5 | 3496.5 | 4995 | 1500 | 1500 | 748 | 875 | 900 | 5000 | 1280 | 2500 | 2500 | 2500 | 2480 | 2000 | 2000 | 2000 | 2000 | 550 | 750 | 1520 | 1500 | 2500 | 2500 | 2500 | 794 | 848 | 1980 | 1995.3 | 1997.9 | 1500 | 1500 | 1500 | 2500 | 1000 | 999.22 | 2400 | 2400 | 5000 | 707.21 | 723.11 | 865.17 | 1483 | 1650 | 618.68 | 1247 | 2300 | 2463 | 2500 | 2500 | 2500 | 1650 | 1650 | 2010 | 2050 | 3300 | 5000 | 2300 | 3600 | 2280 | 2300 | 2300 | 2300 | 3600 | 950 | 1250 | 2100 | 600 | 1500 | 612.8 | 599.5 | 582 | 582 | 642.41 | 1650 | 1802 | 1930 | 2000 | 1800 | 2000 | 1800 | 2000 | 2910 | 1800 | 2000 | 1800 | 2580 | 3000 | 3000 | 778.18 | 1414 | 3000 | 7000 | 14
14.25 | 0.026647 | 0.026647 | 0.0066618 | 195.9316 | 140.1708 | 50.8959 | 12.724 | 1910 | 2117.4921 | 90.2% | 5831.7188 | 4588.1167 | 2117.4921 | 0.92774 | 12.724 | 0.0069145 | 0.0066628 | 12.7259 | 13.2066 | 1910 | 1492.5 | 3482.5 | 4975 | 1497.75 | 3494.75 | 4992.5 | 1498.875 | 3497.375 | 4996.25 | 1500 | 1500 | 748.5 | 881.25 | 900 | 5000 | 1283.5 | 2500 | 2500 | 2500 | 2490 | 2000 | 2000 | 2000 | 2000 | 550 | 750 | 1520 | 1500 | 2500 | 2500 | 2500 | 795.5 | 848.25 | 1983.75 | 1996.2 | 1998.325 | 1500 | 1500 | 1500 | 2500 | 1000 | 999.22 | 2400 | 2400 | 5000 | 722.56 | 731.79 | 873.24 | 1487.25 | 1650 | 618.8825 | 1260.5 | 2300 | 2472.25 | 2500 | 2500 | 2500 | 1650 | 1650 | 2030 | 2050 | 3300 | 5000 | 2300 | 3600 | 2300 | 2300 | 2300 | 2300 | 3600 | 950 | 1250 | 2100 | 600 | 1500 | 612.8 | 601.95 | 585 | 585 | 651.68 | 1650 | 1802 | 1940 | 2000 | 1800 | 2000 | 1800 | 2000 | 2940 | 1800 | 2000 | 1800 | 2585 | 3000 | 3000 | 790.46 | 1442.9 | 3000 | 7000 | 14.25
14.5 | 0.024707 | 0.024707 | 0.0061766 | 191.3934 | 136.9242 | 47.1896 | 11.7974 | 1910 | 2117.4921 | 90.2% | 6144.0676 | 4739.4521 | 2117.4921 | 0.93416 | 11.7974 | 0.0064172 | 0.0061777 | 11.7993 | 12.2568 | 1910 | 1494 | 3486 | 4980 | 1498.5 | 3496.5 | 4995 | 1499.25 | 3498.25 | 4997.5 | 1500 | 1500 | 749 | 885.9375 | 900 | 5000 | 1286.125 | 2500 | 2500 | 2500 | 2500 | 2000 | 2000 | 2000 | 2000 | 550 | 750 | 1520 | 1500 | 2500 | 2500 | 2500 | 797 | 848.5 | 1987.5 | 1997.1 | 1998.75 | 1500 | 1500 | 1500 | 2500 | 1000 | 999.22 | 2400 | 2400 | 5000 | 730.29 | 737.6 | 881.32 | 1491.5 | 1650 | 619.085 | 1274 | 2300 | 2481.5 | 2500 | 2500 | 2500 | 1650 | 1650 | 2050 | 2050 | 3300 | 5000 | 2300 | 3600 | 2300 | 2300 | 2300 | 2300 | 3600 | 950 | 1250 | 2100 | 600 | 1500 | 612.8 | 604.4 | 588 | 588 | 656.37 | 1650 | 1802 | 1950 | 2000 | 1800 | 2000 | 1800 | 2000 | 2970 | 1800 | 2000 | 1800 | 2590 | 3000 | 3000 | 802.79 | 1471.8 | 3000 | 7000 | 14.5
14.75 | 0.022864 | 0.022864 | 0.0057159 | 186.4363 | 133.3778 | 43.6694 | 10.9174 | 1910 | 2117.4921 | 90.2% | 6467.375 | 4890.7876 | 2117.4921 | 0.9401 | 10.9174 | 0.0059442 | 0.0057169 | 10.9193 | 11.3535 | 1910 | 1495.5 | 3489.5 | 4985 | 1499.25 | 3498.25 | 4997.5 | 1499.625 | 3499.125 | 4998.75 | 1500 | 1500 | 749.5 | 890.625 | 900 | 5000 | 1288.75 | 2500 | 2500 | 2500 | 2500 | 2000 | 2000 | 2000 | 2000 | 550 | 750 | 1520 | 1500 | 2500 | 2500 | 2500 | 798.5 | 848.75 | 1991.25 | 1998 | 1999.175 | 1500 | 1500 | 1500 | 2500 | 1000 | 999.22 | 2400 | 2400 | 5000 | 738.01 | 740.53 | 887.38 | 1495.75 | 1650 | 619.2875 | 1287.5 | 2300 | 2490.75 | 2500 | 2500 | 2500 | 1650 | 1650 | 2050 | 2050 | 3300 | 5000 | 2300 | 3600 | 2300 | 2300 | 2300 | 2300 | 3600 | 950 | 1250 | 2100 | 600 | 1500 | 612.8 | 606.85 | 591 | 591 | 660 | 1650 | 1802 | 1960 | 2000 | 1800 | 2000 | 1800 | 2000 | 2990 | 1800 | 2000 | 1800 | 2595 | 3000 | 3000 | 809.05 | 1500.7 | 3000 | 7000 | 14.75
15 | 0.021118 | 0.021118 | 0.0052794 | 181.1059 | 129.5644 | 40.335 | 10.0837 | 1910 | 2117.4921 | 90.2% | 6801.8298 | 5042.123 | 2117.4921 | 0.9456 | 10.0837 | 0.0054957 | 0.0052805 | 10.0857 | 10.4967 | 1910 | 1497 | 3493 | 4990 | 1500 | 3500 | 5000 | 1500 | 3500 | 5000 | 1500 | 1500 | 750 | 900 | 900 | 5000 | 1294 | 2500 | 2500 | 2500 | 2500 | 2000 | 2000 | 2000 | 2000 | 550 | 750 | 1520 | 1500 | 2500 | 2500 | 2500 | 800 | 849 | 1995 | 1998.9 | 1999.6 | 1500 | 1500 | 1500 | 2500 | 1000 | 999.22 | 2400 | 2400 | 5000 | 738.1 | 749.21 | 895.45 | 1500 | 1650 | 619.49 | 1301 | 2300 | 2500 | 2500 | 2500 | 2500 | 1650 | 1650 | 2050 | 2050 | 3300 | 5000 | 2300 | 3600 | 2300 | 2300 | 2300 | 2300 | 3600 | 950 | 1250 | 2100 | 600 | 1500 | 616.46 | 609.3 | 594 | 594 | 660 | 1650 | 1802 | 1970 | 2000 | 1800 | 2000 | 1800 | 2000 | 3000 | 1800 | 2000 | 1800 | 2600 | 3000 | 3000 | 818.3 | 1529.6 | 3000 | 7000 | 15
15.25 | 0.019468 | 0.019468 | 0.0048671 | 175.4484 | 125.517 | 37.1846 | 9.2961 | 1910 | 2117.4921 | 90.2% | 7147.6209 | 5193.4585 | 2117.4921 | 0.95067 | 9.2961 | 0.0050713 | 0.0048681 | 9.298 | 9.6861 | 1910 | 1497.375 | 3493.875 | 4991.25 | 1500 | 3500 | 5000 | 1500 | 3500 | 5000 | 1500 | 1500 | 750 | 900 | 900 | 5000 | 1295 | 2500 | 2500 | 2500 | 2500 | 2000 | 2000 | 2000 | 2000 | 550 | 750 | 1520 | 1500 | 2500 | 2500 | 2500 | 800 | 849.25 | 1996 | 1999.125 | 1999.675 | 1500 | 1500 | 1500 | 2500 | 1000 | 1000 | 2400 | 2400 | 5000 | 745.81 | 749.27 | 899.51 | 1500 | 1650 | 618.8975 | 1311.75 | 2300 | 2500 | 2500 | 2500 | 2500 | 1650 | 1650 | 2050 | 2050 | 3300 | 5000 | 2300 | 3600 | 2300 | 2300 | 2300 | 2300 | 3600 | 950 | 1250 | 2100 | 600 | 1500 | 616.46 | 611.025 | 595 | 595 | 660 | 1650 | 1802 | 1980 | 2000 | 1800 | 2000 | 1800 | 2000 | 3000 | 1800 | 2000 | 1800 | 2600 | 3000 | 3000 | 827.58 | 1547.8 | 3000 | 7000 | 15.25
15.5 | 0.017914 | 0.017914 | 0.0044785 | 169.5107 | 121.2691 | 34.2157 | 8.5539 | 1910 | 2117.4921 | 90.2% | 7504.9374 | 5344.7939 | 2117.4921 | 0.95534 | 8.5539 | 0.0046708 | 0.0044795 | 8.5558 | 8.9213 | 1910 | 1497.75 | 3494.75 | 4992.5 | 1500 | 3500 | 5000 | 1500 | 3500 | 5000 | 1500 | 1500 | 750 | 900 | 900 | 5000 | 1295.75 | 2500 | 2500 | 2500 | 2500 | 2000 | 2000 | 2000 | 2000 | 550 | 750 | 1520 | 1500 | 2500 | 2500 | 2500 | 800 | 849.5 | 1997 | 1999.35 | 1999.75 | 1500 | 1500 | 1500 | 2500 | 1000 | 1000 | 2400 | 2400 | 5000 | 749.71 | 752.2 | 901.56 | 1500 | 1650 | 618.305 | 1322.5 | 2300 | 2500 | 2500 | 2500 | 2500 | 1650 | 1650 | 2050 | 2050 | 3300 | 5000 | 2300 | 3600 | 2300 | 2300 | 2300 | 2300 | 3600 | 950 | 1250 | 2100 | 600 | 1500 | 616.46 | 612.75 | 596 | 596 | 660 | 1650 | 1802 | 1985 | 2000 | 1800 | 2000 | 1800 | 2000 | 3000 | 1800 | 2000 | 1800 | 2600 | 3000 | 3000 | 836.88 | 1566 | 3000 | 7000 | 15.5
15.75 | 0.016453 | 0.016453 | 0.0041132 | 163.3391 | 116.8539 | 31.4247 | 7.8562 | 1910 | 2117.4921 | 90.2% | 7873.9682 | 5496.1294 | 2117.4921 | 0.95963 | 7.8562 | 0.0042939 | 0.0041141 | 7.858 | 8.2014 | 1910 | 1498.125 | 3495.625 | 4993.75 | 1500 | 3500 | 5000 | 1500 | 3500 | 5000 | 1500 | 1500 | 750 | 900 | 900 | 5000 | 1296.5 | 2500 | 2500 | 2500 | 2500 | 2000 | 2000 | 2000 | 2000 | 550 | 750 | 1520 | 1500 | 2500 | 2500 | 2500 | 800 | 849.75 | 1998 | 1999.575 | 1999.825 | 1500 | 1500 | 1500 | 2500 | 1000 | 1000 | 2400 | 2400 | 5000 | 749.8 | 752.26 | 901.6 | 1500 | 1650 | 617.7125 | 1333.25 | 2300 | 2500 | 2500 | 2500 | 2500 | 1650 | 1650 | 2050 | 2050 | 3300 | 5000 | 2300 | 3600 | 2300 | 2300 | 2300 | 2300 | 3600 | 950 | 1250 | 2100 | 600 | 1500 | 616.46 | 614.475 | 597 | 597 | 660 | 1650 | 1802 | 1990 | 2000 | 1800 | 2000 | 1800 | 2000 | 3000 | 1800 | 2000 | 1800 | 2600 | 3000 | 3000 | 846.14 | 1584.2 | 3000 | 7000 | 15.75
16 | 0.015082 | 0.015082 | 0.0037706 | 156.9796 | 112.3043 | 28.8075 | 7.2019 | 1910 | 2117.4921 | 90.2% | 8254.9021 | 5647.4648 | 2117.4921 | 0.96357 | 7.2019 | 0.00394 | 0.0037715 | 7.2036 | 7.5255 | 1910 | 1498.5 | 3496.5 | 4995 | 1500 | 3500 | 5000 | 1500 | 3500 | 5000 | 1500 | 1500 | 750 | 900 | 900 | 5000 | 1298 | 2500 | 2500 | 2500 | 2500 | 2000 | 2000 | 2000 | 2000 | 550 | 750 | 1520 | 1500 | 2500 | 2500 | 2500 | 800 | 850 | 1999 | 1999.8 | 1999.9 | 1500 | 1500 | 1500 | 2500 | 1000 | 1000 | 2400 | 2400 | 5000 | 749.89 | 755.2 | 901.65 | 1500 | 1650 | 617.12 | 1344 | 2300 | 2500 | 2500 | 2500 | 2500 | 1650 | 1650 | 2050 | 2050 | 3300 | 5000 | 2300 | 3600 | 2300 | 2300 | 2300 | 2300 | 3600 | 950 | 1250 | 2100 | 600 | 1500 | 616.46 | 616.2 | 598 | 598 | 660 | 1650 | 1802 | 2000 | 2000 | 1800 | 2000 | 1800 | 2000 | 3000 | 1800 | 2000 | 1800 | 2600 | 3000 | 3000 | 850 | 1602.4 | 3000 | 7000 | 16
16.25 | 0.013801 | 0.013801 | 0.0034502 | 150.4768 | 107.6522 | 26.3592 | 6.5898 | 1910 | 2117.4921 | 90.2% | 8647.9282 | 5798.8003 | 2117.4921 | 0.96718 | 6.5898 | 0.0036086 | 0.0034511 | 6.5915 | 6.8924 | 1910 | 1498.875 | 3497.375 | 4996.25 | 1500 | 3500 | 5000 | 1500 | 3500 | 5000 | 1500 | 1500 | 750 | 900 | 900 | 5000 | 1298.5 | 2500 | 2500 | 2500 | 2500 | 2000 | 2000 | 2000 | 2000 | 550 | 750 | 1520 | 1500 | 2500 | 2500 | 2500 | 800 | 850 | 1999.25 | 1999.85 | 1999.925 | 1500 | 1500 | 1500 | 2500 | 1000 | 1000 | 2400 | 2400 | 5000 | 749.98 | 755.26 | 899.68 | 1500 | 1650 | 608.11 | 1349 | 2300 | 2500 | 2500 | 2500 | 2500 | 1650 | 1650 | 2050 | 2050 | 3300 | 5000 | 2300 | 3600 | 2300 | 2300 | 2300 | 2300 | 3600 | 950 | 1250 | 2100 | 600 | 1500 | 616.46 | 614.725 | 598.5 | 598.5 | 660 | 1650 | 1802 | 2000 | 2000 | 1800 | 2000 | 1800 | 2000 | 3000 | 1800 | 2000 | 1800 | 2600 | 3000 | 3000 | 850 | 1610.8 | 3000 | 7000 | 16.25
16.5 | 0.012604 | 0.012604 | 0.0031511 | 143.874 | 102.9285 | 24.0743 | 6.0186 | 1910 | 2117.4921 | 90.2% | 9053.2354 | 5950.1357 | 2117.4921 | 0.97048 | 6.0186 | 0.0032989 | 0.0031519 | 6.0202 | 6.3008 | 1910 | 1499.1563 | 3498.0313 | 4997.1875 | 1500 | 3500 | 5000 | 1500 | 3500 | 5000 | 1500 | 1500 | 750 | 900 | 900 | 5000 | 1298.875 | 2500 | 2500 | 2500 | 2500 | 2000 | 2000 | 2000 | 2000 | 550 | 750 | 1520 | 1500 | 2500 | 2500 | 2500 | 800 | 850 | 1999.5 | 1999.9 | 1999.95 | 1500 | 1500 | 1500 | 2500 | 1000 | 1000 | 2400 | 2400 | 5000 | 750.07 | 755.32 | 895.71 | 1500 | 1650 | 599.1 | 1354 | 2300 | 2500 | 2500 | 2500 | 2500 | 1650 | 1650 | 2050 | 2050 | 3300 | 5000 | 2300 | 3600 | 2300 | 2300 | 2300 | 2300 | 3600 | 950 | 1250 | 2100 | 600 | 1500 | 616.46 | 613.25 | 599 | 599 | 660 | 1650 | 1802 | 2000 | 2000 | 1800 | 2000 | 1800 | 2000 | 3000 | 1800 | 2000 | 1800 | 2600 | 3000 | 3000 | 850 | 1619.2 | 3000 | 7000 | 16.5
16.75 | 0.01149 | 0.01149 | 0.0028726 | 137.2125 | 98.1628 | 21.9469 | 5.4867 | 1910 | 2117.4921 | 90.2% | 9471.0126 | 6101.4712 | 2117.4921 | 0.97349 | 5.4867 | 0.0030102 | 0.0028734 | 5.4883 | 5.7494 | 1910 | 1499.3672 | 3498.5234 | 4997.8906 | 1500 | 3500 | 5000 | 1500 | 3500 | 5000 | 1500 | 1500 | 750 | 900 | 900 | 5000 | 1299.25 | 2500 | 2500 | 2500 | 2500 | 2000 | 2000 | 2000 | 2000 | 550 | 750 | 1520 | 1500 | 2500 | 2500 | 2500 | 800 | 850 | 1999.75 | 1999.95 | 1999.975 | 1500 | 1500 | 1500 | 2500 | 1000 | 1000 | 2400 | 2400 | 5000 | 750.16 | 755.38 | 889.72 | 1500 | 1650 | 599.1 | 1359 | 2300 | 2500 | 2500 | 2500 | 2500 | 1650 | 1650 | 2050 | 2050 | 3300 | 5000 | 2300 | 3600 | 2300 | 2300 | 2300 | 2300 | 3600 | 950 | 1250 | 2100 | 600 | 1500 | 620.12 | 611.775 | 599.5 | 599.5 | 660 | 1650 | 1802 | 2000 | 2000 | 1800 | 2000 | 1800 | 2000 | 3000 | 1800 | 2000 | 1800 | 2600 | 3000 | 3000 | 850 | 1627.6 | 3000 | 7000 | 16.75
17 | 0.010456 | 0.010456 | 0.002614 | 130.5316 | 93.3832 | 19.9706 | 4.9927 | 1910 | 2117.4921 | 90.2% | 9901.4488 | 6252.8066 | 2117.4921 | 0.97623 | 4.9927 | 0.0027417 | 0.0026147 | 4.9942 | 5.2366 | 1910 | 1499.5254 | 3498.8926 | 4998.418 | 1500 | 3500 | 5000 | 1500 | 3500 | 5000 | 1500 | 1500 | 750 | 900 | 900 | 5000 | 1300 | 2500 | 2500 | 2500 | 2500 | 2000 | 2000 | 2000 | 2000 | 550 | 750 | 1520 | 1500 | 2500 | 2500 | 2500 | 800 | 850 | 2000 | 2000 | 2000 | 1500 | 1500 | 1500 | 2500 | 1000 | 1000 | 2400 | 2400 | 5000 | 750.23 | 755.44 | 883.74 | 1500 | 1650 | 599.1 | 1364 | 2300 | 2500 | 2500 | 2500 | 2500 | 1650 | 1650 | 2050 | 2050 | 3300 | 5000 | 2300 | 3600 | 2300 | 2300 | 2300 | 2300 | 3600 | 950 | 1250 | 2100 | 600 | 1500 | 620.12 | 610.3 | 600 | 600 | 660 | 1650 | 1802 | 2000 | 2000 | 1800 | 2000 | 1800 | 2000 | 3000 | 1800 | 2000 | 1800 | 2600 | 3000 | 3000 | 850 | 1636 | 3000 | 7000 | 17
17.25 | 0.0094969 | 0.0094969 | 0.0023742 | 123.8681 | 88.6161 | 18.1391 | 4.5348 | 1910 | 2117.4921 | 90.2% | 10344.7328 | 6404.1421 | 2117.4921 | 0.97873 | 4.5348 | 0.0024926 | 0.002375 | 4.5362 | 4.7608 | 1910 | 1500 | 3500 | 5000 | 1500 | 3500 | 5000 | 1500 | 3500 | 5000 | 1500 | 1500 | 750 | 900 | 900 | 5000 | 1300 | 2500 | 2500 | 2500 | 2500 | 2000 | 2000 | 2000 | 2000 | 550 | 750 | 1510 | 1500 | 2500 | 2500 | 2500 | 800 | 850 | 2000 | 2000 | 2000 | 1500 | 1500 | 1500 | 2500 | 1000 | 1000 | 2400 | 2400 | 5000 | 746.51 | 752.63 | 877.76 | 1500 | 1650 | 599.1 | 1353.5 | 2300 | 2500 | 2500 | 2500 | 2500 | 1650 | 1650 | 2050 | 2050 | 3300 | 5000 | 2300 | 3600 | 2300 | 2300 | 2300 | 2300 | 3600 | 950 | 1250 | 2100 | 600 | 1500 | 623.78 | 607.85 | 600 | 600 | 660 | 1650 | 1802 | 2000 | 2000 | 1800 | 2000 | 1800 | 2000 | 3000 | 1800 | 2000 | 1800 | 2600 | 3000 | 3000 | 850 | 1638.5 | 3000 | 7000 | 17.25
17.5 | 0.0086102 | 0.0086102 | 0.0021525 | 117.2562 | 83.8859 | 16.4454 | 4.1114 | 1910 | 2117.4921 | 90.2% | 10801.0537 | 6555.4775 | 2117.4921 | 0.98099 | 4.1114 | 0.0022619 | 0.0021533 | 4.1127 | 4.3203 | 1910 | 1500 | 3500 | 5000 | 1500 | 3500 | 5000 | 1500 | 3500 | 5000 | 1500 | 1500 | 750 | 900 | 900 | 5000 | 1300 | 2500 | 2500 | 2500 | 2500 | 2000 | 2000 | 2000 | 2000 | 550 | 750 | 1510 | 1500 | 2500 | 2500 | 2500 | 800 | 850 | 2000 | 2000 | 2000 | 1500 | 1500 | 1500 | 2500 | 1000 | 1000 | 2400 | 2400 | 5000 | 746.58 | 752.69 | 871.78 | 1500 | 1650 | 599.1 | 1343 | 2300 | 2500 | 2500 | 2500 | 2500 | 1650 | 1650 | 2050 | 2050 | 3300 | 5000 | 2300 | 3600 | 2300 | 2300 | 2300 | 2300 | 3600 | 950 | 1250 | 2100 | 600 | 1500 | 623.78 | 605.4 | 600 | 600 | 660 | 1650 | 1802 | 2000 | 2000 | 1800 | 2000 | 1800 | 2000 | 3000 | 1800 | 2000 | 1800 | 2600 | 3000 | 3000 | 850 | 1641 | 3000 | 7000 | 17.5
17.75 | 0.007792 | 0.007792 | 0.001948 | 110.7275 | 79.2152 | 14.8828 | 3.7207 | 1910 | 2117.4921 | 90.2% | 11270.6004 | 6706.813 | 2117.4921 | 0.98304 | 3.7207 | 0.0020489 | 0.0019487 | 3.722 | 3.9134 | 1910 | 1500 | 3500 | 5000 | 1500 | 3500 | 5000 | 1500 | 3500 | 5000 | 1500 | 1500 | 750 | 900 | 900 | 5000 | 1300 | 2500 | 2500 | 2500 | 2500 | 2000 | 2000 | 2000 | 2000 | 550 | 750 | 1500 | 1500 | 2500 | 2500 | 2500 | 800 | 850 | 2000 | 2000 | 2000 | 1500 | 1500 | 1500 | 2500 | 1000 | 1000 | 2400 | 2400 | 5000 | 742.87 | 749.87 | 865.79 | 1500 | 1650 | 599.1 | 1332.5 | 2300 | 2500 | 2500 | 2500 | 2500 | 1650 | 1650 | 2050 | 2050 | 3300 | 5000 | 2300 | 3600 | 2300 | 2300 | 2300 | 2300 | 3600 | 950 | 1250 | 2100 | 600 | 1500 | 623.78 | 602.95 | 600 | 600 | 660 | 1650 | 1802 | 2000 | 2000 | 1800 | 2000 | 1800 | 2000 | 3000 | 1800 | 2000 | 1800 | 2600 | 3000 | 3000 | 850 | 1643.5 | 3000 | 7000 | 17.75
18 | 0.0070388 | 0.0070388 | 0.0017597 | 104.3104 | 74.6244 | 13.4441 | 3.361 | 1910 | 2117.4921 | 90.2% | 11753.5618 | 6858.1484 | 2117.4921 | 0.98489 | 3.361 | 0.0018525 | 0.0017603 | 3.3623 | 3.5384 | 1910 | 1500 | 3500 | 5000 | 1500 | 3500 | 5000 | 1500 | 3500 | 5000 | 1500 | 1500 | 750 | 900 | 900 | 5000 | 1300 | 2500 | 2500 | 2500 | 2500 | 2000 | 2000 | 2000 | 2000 | 550 | 750 | 1500 | 1500 | 2500 | 2500 | 2500 | 800 | 850 | 2000 | 2000 | 2000 | 1500 | 1500 | 1500 | 2500 | 1000 | 1000 | 2400 | 2400 | 5000 | 739.14 | 749.93 | 861.81 | 1500 | 1650 | 599.1 | 1322 | 2300 | 2500 | 2500 | 2500 | 2500 | 1650 | 1650 | 2050 | 2050 | 3300 | 5000 | 2300 | 3600 | 2300 | 2300 | 2300 | 2300 | 3600 | 950 | 1250 | 2100 | 600 | 1500 | 623.78 | 600.5 | 600 | 600 | 660 | 1650 | 1802 | 2000 | 2000 | 1800 | 2000 | 1800 | 2000 | 3000 | 1800 | 2000 | 1800 | 2600 | 3000 | 3000 | 850 | 1646 | 3000 | 7000 | 18
18.25 | 0.0063469 | 0.0063469 | 0.0015867 | 98.0308 | 70.1319 | 12.1226 | 3.0307 | 1910 | 2117.4921 | 90.2% | 12250.1269 | 7009.4839 | 2117.4921 | 0.98656 | 3.0307 | 0.001672 | 0.0015873 | 3.0318 | 3.1935 | 1910 | 1500 | 3500 | 5000 | 1500 | 3500 | 5000 | 1500 | 3500 | 5000 | 1500 | 1500 | 750 | 900 | 900 | 5000 | 1300 | 2500 | 2500 | 2500 | 2500 | 2000 | 2000 | 2000 | 2000 | 550 | 750 | 1500 | 1500 | 2500 | 2500 | 2500 | 800 | 850 | 2000 | 2000 | 2000 | 1500 | 1500 | 1500 | 2500 | 1000 | 1000 | 2400 | 2400 | 5000 | 735.41 | 744.24 | 855.83 | 1500 | 1650 | 599.1 | 1321.25 | 2300 | 2500 | 2500 | 2500 | 2500 | 1650 | 1650 | 2050 | 2050 | 3300 | 5000 | 2300 | 3600 | 2300 | 2300 | 2300 | 2300 | 3600 | 950 | 1250 | 2100 | 600 | 1500 | 623.78 | 597.8 | 600 | 600 | 660 | 1650 | 1802 | 2000 | 2000 | 1800 | 2000 | 1800 | 2000 | 3000 | 1800 | 2000 | 1800 | 2600 | 3000 | 3000 | 850 | 1647 | 3000 | 7000 | 18.25
18.5 | 0.0057127 | 0.0057127 | 0.0014282 | 91.9113 | 65.754 | 10.9113 | 2.7278 | 1910 | 2117.4921 | 90.2% | 12760.4845 | 7160.8193 | 2117.4921 | 0.98807 | 2.7278 | 0.0015063 | 0.0014287 | 2.7289 | 2.877 | 1910 | 1500 | 3500 | 5000 | 1500 | 3500 | 5000 | 1500 | 3500 | 5000 | 1500 | 1500 | 750 | 900 | 900 | 5000 | 1300 | 2500 | 2500 | 2500 | 2500 | 2000 | 2000 | 2000 | 2000 | 550 | 750 | 1500 | 1500 | 2500 | 2500 | 2500 | 800 | 850 | 2000 | 2000 | 2000 | 1500 | 1500 | 1500 | 2500 | 1000 | 1000 | 2400 | 2400 | 5000 | 731.68 | 741.43 | 851.85 | 1500 | 1650 | 599.1 | 1320.5 | 2300 | 2500 | 2500 | 2500 | 2500 | 1650 | 1650 | 2050 | 2050 | 3300 | 5000 | 2300 | 3600 | 2300 | 2300 | 2300 | 2300 | 3600 | 950 | 1250 | 2100 | 600 | 1500 | 623.78 | 595.1 | 600 | 600 | 660 | 1650 | 1802 | 2000 | 2000 | 1800 | 2000 | 1800 | 2000 | 3000 | 1800 | 2000 | 1800 | 2600 | 3000 | 3000 | 850 | 1648 | 3000 | 7000 | 18.5
18.75 | 0.0051326 | 0.0051326 | 0.0012832 | 85.9717 | 61.5048 | 9.8034 | 2.4508 | 1910 | 2117.4921 | 90.2% | 13284.8237 | 7312.1548 | 2117.4921 | 0.98942 | 2.4508 | 0.0013546 | 0.0012837 | 2.4518 | 2.5872 | 1910 | 1500 | 3500 | 5000 | 1500 | 3500 | 5000 | 1500 | 3500 | 5000 | 1500 | 1500 | 750 | 900 | 900 | 5000 | 1300 | 2500 | 2500 | 2500 | 2500 | 2000 | 2000 | 2000 | 2000 | 550 | 750 | 1500 | 1500 | 2500 | 2500 | 2500 | 800 | 850 | 2000 | 2000 | 2000 | 1500 | 1500 | 1500 | 2500 | 1000 | 1000 | 2400 | 2400 | 5000 | 727.94 | 738.62 | 847.89 | 1500 | 1650 | 599.1 | 1319.75 | 2300 | 2500 | 2500 | 2500 | 2500 | 1650 | 1650 | 2050 | 2050 | 3300 | 5000 | 2300 | 3600 | 2300 | 2300 | 2300 | 2300 | 3600 | 950 | 1250 | 2100 | 600 | 1500 | 623.78 | 592.4 | 600 | 600 | 660 | 1650 | 1802 | 2000 | 2000 | 1800 | 2000 | 1800 | 2000 | 3000 | 1800 | 2000 | 1800 | 2600 | 3000 | 3000 | 850 | 1649 | 3000 | 7000 | 18.75
19 | 0.0046032 | 0.0046032 | 0.0011508 | 80.2289 | 57.3963 | 8.7921 | 2.198 | 1910 | 2117.4921 | 90.2% | 13823.3334 | 7463.4902 | 2117.4921 | 0.99064 | 2.198 | 0.001216 | 0.0011513 | 2.199 | 2.3225 | 1910 | 1500 | 3500 | 5000 | 1500 | 3500 | 5000 | 1500 | 3500 | 5000 | 1500 | 1500 | 750 | 900 | 900 | 5000 | 1300 | 2500 | 2500 | 2500 | 2500 | 2000 | 2000 | 2000 | 2000 | 550 | 750 | 1500 | 1500 | 2500 | 2500 | 2500 | 800 | 850 | 2000 | 2000 | 2000 | 1500 | 1500 | 1500 | 2500 | 1000 | 1000 | 2400 | 2400 | 5000 | 724.21 | 735.8 | 841.91 | 1500 | 1650 | 599.1 | 1319 | 2300 | 2500 | 2500 | 2500 | 2500 | 1650 | 1650 | 2050 | 2050 | 3300 | 5000 | 2300 | 3600 | 2300 | 2300 | 2300 | 2300 | 3600 | 950 | 1250 | 2100 | 600 | 1500 | 623.78 | 589.7 | 600 | 600 | 660 | 1650 | 1802 | 2000 | 2000 | 1800 | 2000 | 1800 | 2000 | 3000 | 1800 | 2000 | 1800 | 2600 | 3000 | 3000 | 850 | 1650 | 3000 | 7000 | 19
19.25 | 0.004121 | 0.004121 | 0.0010302 | 74.697 | 53.4388 | 7.8711 | 1.9678 | 1910 | 2117.4921 | 90.2% | 14376.2025 | 7614.8257 | 2117.4921 | 0.99173 | 1.9678 | 0.0010896 | 0.0010307 | 1.9686 | 2.0811 | 1910 | 1500 | 3500 | 5000 | 1500 | 3500 | 5000 | 1500 | 3500 | 5000 | 1500 | 1500 | 750 | 900 | 900 | 5000 | 1300 | 2500 | 2500 | 2500 | 2500 | 2000 | 2000 | 2000 | 2000 | 550 | 750 | 1500 | 1500 | 2500 | 2500 | 2500 | 800 | 850 | 2000 | 2000 | 2000 | 1500 | 1500 | 1500 | 2500 | 1000 | 1000 | 2400 | 2400 | 5000 | 720.48 | 730.11 | 837.93 | 1500 | 1650 | 599.1 | 1317.75 | 2300 | 2500 | 2500 | 2500 | 2500 | 1650 | 1650 | 2050 | 2050 | 3300 | 5000 | 2300 | 3600 | 2300 | 2300 | 2300 | 2300 | 3600 | 950 | 1250 | 2100 | 600 | 1500 | 623.78 | 592.65 | 600 | 600 | 660 | 1650 | 1802 | 2000 | 2000 | 1800 | 2000 | 1800 | 2000 | 3000 | 1800 | 2000 | 1800 | 2600 | 3000 | 3000 | 850 | 1650 | 3000 | 7000 | 19.25
19.5 | 0.0036827 | 0.0036827 | 0.00092067 | 69.3873 | 49.6401 | 7.0339 | 1.7585 | 1910 | 2117.4921 | 90.2% | 14943.62 | 7766.1611 | 2117.4921 | 0.9927 | 1.7585 | 0.00097458 | 0.0009211 | 1.7593 | 1.8614 | 1910 | 1500 | 3500 | 5000 | 1500 | 3500 | 5000 | 1500 | 3500 | 5000 | 1500 | 1500 | 750 | 900 | 900 | 5000 | 1300 | 2500 | 2500 | 2500 | 2500 | 2000 | 2000 | 2000 | 2000 | 550 | 750 | 1500 | 1500 | 2500 | 2500 | 2500 | 800 | 850 | 2000 | 2000 | 2000 | 1500 | 1500 | 1500 | 2500 | 1000 | 1000 | 2400 | 2400 | 5000 | 716.76 | 727.3 | 833.96 | 1500 | 1650 | 599.1 | 1316.5 | 2300 | 2500 | 2500 | 2500 | 2500 | 1650 | 1650 | 2050 | 2050 | 3300 | 5000 | 2300 | 3600 | 2300 | 2300 | 2300 | 2300 | 3600 | 950 | 1250 | 2100 | 600 | 1500 | 623.78 | 595.6 | 600 | 600 | 660 | 1650 | 1802 | 2000 | 2000 | 1800 | 2000 | 1800 | 2000 | 3000 | 1800 | 2000 | 1800 | 2600 | 3000 | 3000 | 850 | 1650 | 3000 | 7000 | 19.5
19.75 | 0.0032852 | 0.0032852 | 0.00082129 | 64.3085 | 46.0068 | 6.2747 | 1.5687 | 1910 | 2117.4921 | 90.2% | 15525.7747 | 7917.4966 | 2117.4921 | 0.99357 | 1.5687 | 0.00087017 | 0.00082168 | 1.5694 | 1.662 | 1910 | 1500 | 3500 | 5000 | 1500 | 3500 | 5000 | 1500 | 3500 | 5000 | 1500 | 1500 | 750 | 900 | 900 | 5000 | 1300 | 2500 | 2500 | 2500 | 2500 | 2000 | 2000 | 2000 | 2000 | 550 | 750 | 1500 | 1500 | 2500 | 2500 | 2500 | 800 | 850 | 2000 | 2000 | 2000 | 1500 | 1500 | 1500 | 2500 | 1000 | 1000 | 2400 | 2400 | 5000 | 713.03 | 721.62 | 829.98 | 1500 | 1650 | 599.1 | 1315.25 | 2300 | 2500 | 2500 | 2500 | 2500 | 1650 | 1650 | 2050 | 2050 | 3300 | 5000 | 2300 | 3600 | 2300 | 2300 | 2300 | 2300 | 3600 | 950 | 1250 | 2100 | 600 | 1500 | 623.78 | 598.55 | 600 | 600 | 660 | 1650 | 1802 | 2000 | 2000 | 1800 | 2000 | 1800 | 2000 | 3000 | 1800 | 2000 | 1800 | 2600 | 3000 | 3000 | 850 | 1650 | 3000 | 7000 | 19.75
20 | 0.0029253 | 0.0029253 | 0.00073133 | 59.4671 | 42.5431 | 5.5874 | 1.3968 | 1910 | 2117.4921 | 90.2% | 16122.8557 | 8068.832 | 2117.4921 | 0.99435 | 1.3968 | 0.00077556 | 0.0007317 | 1.3975 | 1.4813 | 1910 | 1500 | 3500 | 5000 | 1500 | 3500 | 5000 | 1500 | 3500 | 5000 | 1500 | 1500 | 750 | 900 | 900 | 5000 | 1300 | 2500 | 2500 | 2500 | 2500 | 2000 | 2000 | 2000 | 2000 | 550 | 750 | 1500 | 1500 | 2500 | 2500 | 2500 | 800 | 850 | 2000 | 2000 | 2000 | 1500 | 1500 | 1500 | 2500 | 1000 | 1000 | 2400 | 2400 | 5000 | 705.48 | 715.93 | 828.02 | 1500 | 1650 | 599.1 | 1314 | 2300 | 2500 | 2500 | 2500 | 2500 | 1650 | 1650 | 2050 | 2050 | 3300 | 5000 | 2300 | 3600 | 2300 | 2300 | 2300 | 2300 | 3600 | 950 | 1250 | 2100 | 600 | 1500 | 623.78 | 601.5 | 600 | 600 | 660 | 1650 | 1802 | 2000 | 2000 | 1800 | 2000 | 1800 | 2000 | 3000 | 1800 | 2000 | 1800 | 2600 | 3000 | 3000 | 850 | 1650 | 3000 | 7000 | 20
20.25 | 0.0026003 | 0.0026003 | 0.00065008 | 54.8669 | 39.2522 | 4.9666 | 1.2416 | 1910 | 2117.4921 | 90.2% | 16735.0519 | 8220.1675 | 2117.4921 | 0.99504 | 1.2416 | 0.00069001 | 0.00065041 | 1.2423 | 1.3179 | 1910 | 1500 | 3500 | 5000 | 1500 | 3500 | 5000 | 1500 | 3500 | 5000 | 1500 | 0 | 750 | 900 | 900 | 5000 | 1300 | 2500 | 2500 | 2500 | 2500 | 2000 | 2000 | 2000 | 2000 | 550 | 750 | 1500 | 1500 | 2500 | 2500 | 2500 | 800 | 850 | 2000 | 2000 | 2000 | 1500 | 1500 | 0 | 2500 | 1000 | 1000 | 2400 | 2400 | 5000 | 705.56 | 710.24 | 824.04 | 1500 | 0 | 599.1 | 1313.5 | 2300 | 2500 | 2500 | 2500 | 0 | 0 | 0 | 2050 | 2050 | 3300 | 5000 | 2300 | 3600 | 2300 | 2300 | 2300 | 2300 | 3600 | 950 | 1250 | 2100 | 600 | 0 | 623.78 | 0 | 600 | 0 | 660 | 0 | 1802 | 2000 | 2000 | 1800 | 2000 | 1800 | 2000 | 3000 | 1800 | 0 | 0 | 2600 | 3000 | 3000 | 850 | 1650 | 3000 | 7000 | 20.25
20.5 | 0.0023073 | 0.0023073 | 0.00057683 | 50.51 | 36.1352 | 4.407 | 1.1017 | 1910 | 2117.4921 | 90.2% | 17362.5522 | 8371.5029 | 2117.4921 | 0.99565 | 1.1017 | 0.00061281 | 0.00057713 | 1.1023 | 1.1705 | 1910 | 1500 | 3500 | 5000 | 1500 | 3500 | 5000 | 1500 | 3500 | 5000 | 1500 | 0 | 750 | 900 | 900 | 5000 | 1300 | 2500 | 2500 | 2500 | 2500 | 2000 | 2000 | 2000 | 2000 | 550 | 750 | 1500 | 1500 | 2500 | 2500 | 2500 | 800 | 850 | 2000 | 2000 | 2000 | 1500 | 1500 | 0 | 2500 | 1000 | 1000 | 2400 | 2400 | 5000 | 705.65 | 707.43 | 822.08 | 1500 | 0 | 599.1 | 1313 | 2300 | 2500 | 2500 | 2500 | 0 | 0 | 0 | 2050 | 2050 | 3300 | 5000 | 2300 | 3600 | 2300 | 2300 | 2300 | 2300 | 3600 | 950 | 1250 | 2100 | 600 | 0 | 623.78 | 0 | 600 | 0 | 660 | 0 | 1802 | 2000 | 2000 | 1800 | 2000 | 1800 | 2000 | 3000 | 1800 | 0 | 0 | 2600 | 3000 | 3000 | 850 | 1650 | 3000 | 7000 | 20.5
20.75 | 0.0020437 | 0.0020437 | 0.00051093 | 46.3963 | 33.1922 | 3.9035 | 0.97587 | 1910 | 2117.4921 | 90.2% | 18005.5455 | 8522.8384 | 2117.4921 | 0.99619 | 0.97587 | 0.00054329 | 0.00051121 | 0.97641 | 1.0377 | 1910 | 1500 | 3500 | 5000 | 1500 | 3500 | 5000 | 1500 | 3500 | 5000 | 1500 | 0 | 750 | 900 | 900 | 5000 | 1300 | 2500 | 2500 | 2500 | 2500 | 2000 | 2000 | 2000 | 2000 | 550 | 750 | 1500 | 1500 | 2500 | 2500 | 2500 | 800 | 850 | 2000 | 2000 | 2000 | 1500 | 1500 | 0 | 2500 | 1000 | 1000 | 2400 | 2400 | 5000 | 705.73 | 701.74 | 820.11 | 1500 | 0 | 599.1 | 1312.5 | 2300 | 2500 | 2500 | 2500 | 0 | 0 | 0 | 2050 | 2050 | 3300 | 5000 | 2300 | 3600 | 2300 | 2300 | 2300 | 2300 | 3600 | 950 | 1250 | 2100 | 600 | 0 | 623.78 | 0 | 600 | 0 | 660 | 0 | 1802 | 2000 | 2000 | 1800 | 2000 | 1800 | 2000 | 3000 | 1800 | 0 | 0 | 2600 | 3000 | 3000 | 850 | 1650 | 3000 | 7000 | 20.75
21 | 0.001807 | 0.001807 | 0.00045176 | 42.524 | 30.422 | 3.4514 | 0.86286 | 1910 | 2117.4921 | 90.2% | 18664.2208 | 8674.1738 | 2117.4921 | 0.99667 | 0.86286 | 0.00048081 | 0.00045201 | 0.86335 | 0.91834 | 1910 | 1500 | 3500 | 5000 | 1500 | 3500 | 5000 | 1500 | 3500 | 5000 | 1500 | 0 | 750 | 900 | 900 | 5000 | 1300 | 2500 | 2500 | 2500 | 2500 | 2000 | 2000 | 2000 | 2000 | 550 | 750 | 1500 | 1500 | 2500 | 2500 | 2500 | 800 | 850 | 2000 | 2000 | 2000 | 1500 | 1500 | 0 | 2500 | 1000 | 1000 | 2400 | 2400 | 5000 | 705.81 | 698.93 | 812.12 | 1500 | 0 | 599.1 | 1312 | 2300 | 2500 | 2500 | 2500 | 0 | 0 | 0 | 2050 | 2050 | 3300 | 5000 | 2300 | 3600 | 2300 | 2300 | 2300 | 2300 | 3600 | 950 | 1250 | 2100 | 600 | 0 | 627.44 | 0 | 600 | 0 | 660 | 0 | 1802 | 2000 | 2000 | 1800 | 2000 | 1800 | 2000 | 3000 | 1800 | 0 | 0 | 2600 | 3000 | 3000 | 850 | 1650 | 3000 | 7000 | 21
21.25 | 0.001595 | 0.001595 | 0.00039874 | 38.8899 | 27.8221 | 3.0464 | 0.76159 | 1910 | 2117.4921 | 90.2% | 19338.7671 | 8825.5093 | 2117.4921 | 0.9971 | 0.76159 | 0.00042476 | 0.00039897 | 0.76204 | 0.81129 | 1910 | 1500 | 3500 | 5000 | 1500 | 3500 | 5000 | 1500 | 3500 | 5000 | 1500 | 0 | 750 | 900 | 900 | 5000 | 1300 | 2500 | 2500 | 2500 | 2500 | 2000 | 2000 | 2000 | 2000 | 550 | 750 | 1500 | 1500 | 2500 | 2500 | 2500 | 800 | 850 | 2000 | 2000 | 0 | 1500 | 1500 | 0 | 2500 | 1000 | 1000 | 2400 | 2400 | 5000 | 705.91 | 698.99 | 810.16 | 1500 | 0 | 599.1 | 1310.75 | 2300 | 2500 | 2500 | 2500 | 0 | 0 | 0 | 2050 | 2050 | 3300 | 5000 | 2300 | 3600 | 2300 | 2300 | 2300 | 2300 | 3600 | 950 | 1250 | 2100 | 600 | 0 | 627.44 | 0 | 600 | 0 | 660 | 0 | 1802 | 2000 | 2000 | 1800 | 2000 | 1800 | 2000 | 3000 | 1800 | 0 | 0 | 2600 | 3000 | 3000 | 850 | 1650 | 3000 | 7000 | 21.25
21.5 | 0.0014053 | 0.0014053 | 0.00035133 | 35.4893 | 25.3893 | 2.6841 | 0.67103 | 1910 | 2117.4921 | 90.2% | 20029.3733 | 8976.8447 | 2117.4921 | 0.99747 | 0.67103 | 0.00037459 | 0.00035154 | 0.67144 | 0.71546 | 1910 | 1500 | 3500 | 5000 | 1500 | 3500 | 5000 | 1500 | 3500 | 5000 | 1500 | 0 | 750 | 900 | 900 | 5000 | 1300 | 2500 | 2500 | 2500 | 2500 | 2000 | 2000 | 2000 | 2000 | 550 | 750 | 1500 | 1500 | 2500 | 2500 | 2500 | 800 | 850 | 2000 | 2000 | 0 | 1500 | 1500 | 0 | 2500 | 1000 | 1000 | 2400 | 2400 | 5000 | 706 | 696.17 | 806.18 | 1500 | 0 | 599.1 | 1309.5 | 2300 | 2500 | 2500 | 2500 | 0 | 0 | 0 | 2050 | 2050 | 3300 | 5000 | 2300 | 3600 | 2300 | 2300 | 2300 | 2300 | 3600 | 950 | 1250 | 2100 | 600 | 0 | 627.44 | 0 | 600 | 0 | 660 | 0 | 1802 | 2000 | 2000 | 1800 | 2000 | 1800 | 2000 | 3000 | 1800 | 0 | 0 | 2600 | 3000 | 3000 | 850 | 1650 | 3000 | 7000 | 21.5
21.75 | 0.001236 | 0.001236 | 0.00030901 | 32.3161 | 23.1192 | 2.3608 | 0.59021 | 1910 | 2117.4921 | 90.2% | 20736.2282 | 9128.1802 | 2117.4921 | 0.9978 | 0.59021 | 0.00032976 | 0.0003092 | 0.59057 | 0.62985 | 1910 | 1500 | 3500 | 5000 | 1500 | 3500 | 5000 | 1500 | 3500 | 5000 | 1500 | 0 | 750 | 900 | 900 | 5000 | 1300 | 2500 | 2500 | 2500 | 2500 | 2000 | 2000 | 2000 | 2000 | 550 | 750 | 1500 | 1500 | 2500 | 2500 | 2500 | 800 | 850 | 2000 | 2000 | 0 | 1500 | 1500 | 0 | 2500 | 1000 | 1000 | 2400 | 2400 | 5000 | 706.09 | 696.23 | 802.21 | 1500 | 0 | 599.1 | 1308.25 | 2300 | 2500 | 2500 | 2500 | 0 | 0 | 0 | 2050 | 2050 | 3300 | 5000 | 2300 | 3600 | 2300 | 2300 | 2300 | 2300 | 3600 | 950 | 1250 | 2100 | 600 | 0 | 627.44 | 0 | 600 | 0 | 660 | 0 | 1802 | 2000 | 2000 | 1800 | 2000 | 1800 | 2000 | 3000 | 1800 | 0 | 0 | 2600 | 3000 | 3000 | 850 | 1650 | 3000 | 7000 | 21.75
22 | 0.0010853 | 0.0010853 | 0.00027131 | 29.3636 | 21.007 | 2.0728 | 0.51821 | 1910 | 2117.4921 | 90.2% | 21459.521 | 9279.5156 | 2117.4921 | 0.99809 | 0.51821 | 0.00028979 | 0.00027149 | 0.51854 | 0.55351 | 1910 | 1500 | 3500 | 5000 | 1500 | 3500 | 5000 | 1500 | 3500 | 5000 | 1500 | 0 | 750 | 900 | 900 | 5000 | 1300 | 2500 | 2500 | 2500 | 2500 | 2000 | 2000 | 2000 | 2000 | 550 | 750 | 1500 | 1500 | 2500 | 2500 | 2500 | 800 | 850 | 2000 | 2000 | 0 | 1500 | 1500 | 0 | 2500 | 1000 | 1000 | 2400 | 2400 | 5000 | 706.18 | 693.42 | 800.24 | 1500 | 0 | 599.1 | 1307 | 2300 | 2500 | 2500 | 2500 | 0 | 0 | 0 | 2050 | 2050 | 3300 | 5000 | 2300 | 3600 | 2300 | 2300 | 2300 | 2300 | 3600 | 950 | 1250 | 2100 | 600 | 0 | 627.44 | 0 | 600 | 0 | 660 | 0 | 1802 | 2000 | 2000 | 1800 | 2000 | 1800 | 2000 | 3000 | 1800 | 0 | 0 | 2600 | 3000 | 3000 | 850 | 1650 | 3000 | 7000 | 22
22.25 | 0.0009512 | 0.0009512 | 0.0002378 | 26.624 | 19.047 | 1.8168 | 0.4542 | 1910 | 2117.4921 | 90.2% | 22199.4404 | 9430.8511 | 2117.4921 | 0.99835 | 0.4542 | 0.00025423 | 0.00023796 | 0.4545 | 0.48557 | 1910 | 1500 | 3500 | 5000 | 1500 | 3500 | 5000 | 0 | 0 | 0 | 1500 | 0 | 750 | 900 | 900 | 5000 | 1300 | 2500 | 2500 | 2500 | 2500 | 2000 | 2000 | 2000 | 2000 | 550 | 750 | 1500 | 1500 | 2500 | 2500 | 2500 | 800 | 850 | 2000 | 2000 | 0 | 1500 | 1500 | 0 | 2500 | 1000 | 1000 | 2400 | 2400 | 5000 | 706.25 | 693.48 | 798.28 | 1500 | 0 | 599.1 | 1305 | 2300 | 2500 | 2500 | 2500 | 0 | 0 | 0 | 2050 | 2050 | 3300 | 5000 | 2300 | 3600 | 2300 | 2300 | 2300 | 2300 | 3600 | 950 | 1250 | 2100 | 600 | 0 | 627.44 | 0 | 600 | 0 | 660 | 0 | 1802 | 2000 | 2000 | 1800 | 2000 | 1800 | 2000 | 3000 | 1800 | 0 | 0 | 2600 | 3000 | 3000 | 850 | 1650 | 3000 | 7000 | 22.25
22.5 | 0.00083226 | 0.00083226 | 0.00020806 | 24.0888 | 17.2333 | 1.5896 | 0.3974 | 1910 | 2117.4921 | 90.2% | 22956.1754 | 9582.1865 | 2117.4921 | 0.99857 | 0.3974 | 0.00022263 | 0.00020821 | 0.39767 | 0.42523 | 1910 | 1500 | 3500 | 5000 | 1500 | 3500 | 5000 | 0 | 0 | 0 | 1500 | 0 | 750 | 900 | 900 | 5000 | 1300 | 2500 | 2500 | 2500 | 2500 | 2000 | 2000 | 2000 | 2000 | 550 | 750 | 1500 | 1500 | 2500 | 2500 | 2500 | 800 | 850 | 2000 | 2000 | 0 | 1500 | 1500 | 0 | 2500 | 1000 | 1000 | 2400 | 2400 | 5000 | 710.16 | 693.54 | 796.31 | 1500 | 0 | 599.1 | 1303 | 2300 | 2500 | 2500 | 2500 | 0 | 0 | 0 | 2050 | 2050 | 3300 | 5000 | 2300 | 3600 | 2300 | 2300 | 2300 | 2300 | 3600 | 950 | 1250 | 2100 | 600 | 0 | 627.44 | 0 | 600 | 0 | 660 | 0 | 1802 | 2000 | 2000 | 1800 | 2000 | 1800 | 2000 | 3000 | 1800 | 0 | 0 | 2600 | 3000 | 3000 | 850 | 1650 | 3000 | 7000 | 22.5
22.75 | 0.00072692 | 0.00072692 | 0.00018173 | 21.7491 | 15.5594 | 1.3884 | 0.3471 | 1910 | 2117.4921 | 90.2% | 23729.915 | 9733.522 | 2117.4921 | 0.99877 | 0.3471 | 0.00019463 | 0.00018186 | 0.34735 | 0.37174 | 1910 | 1500 | 3500 | 5000 | 1500 | 3500 | 5000 | 0 | 0 | 0 | 1500 | 0 | 750 | 900 | 900 | 5000 | 1300 | 2500 | 2500 | 2500 | 2500 | 2000 | 2000 | 2000 | 2000 | 550 | 750 | 1500 | 1500 | 2500 | 2500 | 2500 | 800 | 850 | 2000 | 2000 | 0 | 1500 | 1500 | 0 | 2500 | 1000 | 1000 | 2400 | 2400 | 5000 | 710.25 | 693.58 | 794.34 | 1500 | 0 | 599.1 | 1301 | 2300 | 2500 | 2500 | 2500 | 0 | 0 | 0 | 2050 | 2050 | 3300 | 5000 | 2300 | 3600 | 2300 | 2300 | 2300 | 2300 | 3600 | 950 | 1250 | 2100 | 600 | 0 | 627.44 | 0 | 600 | 0 | 660 | 0 | 1802 | 2000 | 2000 | 1800 | 2000 | 1800 | 2000 | 3000 | 1800 | 0 | 0 | 2600 | 3000 | 3000 | 850 | 1650 | 3000 | 7000 | 22.75
23 | 0.00063381 | 0.00063381 | 0.00015845 | 19.5954 | 14.0187 | 1.2106 | 0.30264 | 1910 | 2117.4921 | 90.2% | 24520.8482 | 9884.8574 | 2117.4921 | 0.99894 | 0.30264 | 0.00016985 | 0.00015857 | 0.30286 | 0.32441 | 1910 | 1500 | 3500 | 5000 | 1500 | 3500 | 5000 | 0 | 0 | 0 | 1500 | 0 | 750 | 900 | 900 | 5000 | 1300 | 2500 | 2500 | 2500 | 2500 | 2000 | 2000 | 2000 | 2000 | 550 | 750 | 1500 | 1500 | 2500 | 2500 | 2500 | 800 | 850 | 2000 | 2000 | 0 | 1500 | 1500 | 0 | 2500 | 1000 | 1000 | 2400 | 2400 | 5000 | 710.34 | 693.65 | 792.38 | 1500 | 0 | 599.1 | 1299 | 2300 | 2500 | 2500 | 2500 | 0 | 0 | 0 | 2050 | 2050 | 3300 | 5000 | 2300 | 3600 | 2300 | 2300 | 2300 | 2300 | 3600 | 950 | 1250 | 2100 | 600 | 0 | 627.44 | 0 | 600 | 0 | 660 | 0 | 1802 | 2000 | 2000 | 1800 | 2000 | 1800 | 2000 | 3000 | 1800 | 0 | 0 | 2600 | 3000 | 3000 | 850 | 1650 | 3000 | 7000 | 23
23.25 | 0.00055167 | 0.00055167 | 0.00013792 | 17.6181 | 12.6041 | 1.0537 | 0.26342 | 1910 | 2117.4921 | 90.2% | 25329.1638 | 10036.1929 | 2117.4921 | 0.99908 | 0.26342 | 0.00014797 | 0.00013802 | 0.26362 | 0.28262 | 1910 | 1500 | 3500 | 5000 | 1500 | 3500 | 5000 | 0 | 0 | 0 | 1500 | 0 | 750 | 900 | 900 | 5000 | 1300 | 2500 | 2500 | 2500 | 2500 | 2000 | 2000 | 2000 | 2000 | 550 | 750 | 1500 | 1500 | 2500 | 2500 | 2500 | 800 | 850 | 2000 | 2000 | 0 | 1500 | 1500 | 0 | 2500 | 1000 | 1000 | 2400 | 2400 | 5000 | 710.43 | 693.72 | 790.41 | 1500 | 0 | 599.1 | 1297.25 | 2300 | 2500 | 2500 | 2500 | 0 | 0 | 0 | 2050 | 2050 | 3300 | 5000 | 2300 | 3600 | 2300 | 2300 | 2300 | 2300 | 3600 | 950 | 1250 | 2100 | 600 | 0 | 627.44 | 0 | 600 | 0 | 660 | 0 | 1801.5 | 2000 | 2000 | 1800 | 2000 | 1800 | 2000 | 3000 | 1800 | 0 | 0 | 0 | 3000 | 3000 | 850 | 1650 | 3000 | 7000 | 23.25
23.5 | 0.00047934 | 0.00047934 | 0.00011984 | 15.8074 | 11.3087 | 0.91555 | 0.22889 | 1910 | 2117.4921 | 90.2% | 26155.0508 | 10187.5283 | 2117.4921 | 0.99921 | 0.22889 | 0.00012868 | 0.00011993 | 0.22906 | 0.24579 | 1910 | 1500 | 3500 | 5000 | 1500 | 3500 | 5000 | 0 | 0 | 0 | 1500 | 0 | 750 | 900 | 900 | 5000 | 1300 | 2500 | 2500 | 2500 | 2500 | 2000 | 2000 | 2000 | 2000 | 550 | 750 | 1500 | 1500 | 2500 | 2500 | 2500 | 800 | 850 | 2000 | 2000 | 0 | 1500 | 1500 | 0 | 2500 | 1000 | 1000 | 2400 | 2400 | 5000 | 710.52 | 693.78 | 788.45 | 1500 | 0 | 599.1 | 1295.5 | 2300 | 2500 | 2500 | 2500 | 0 | 0 | 0 | 2050 | 2050 | 3300 | 5000 | 2300 | 3600 | 2300 | 2300 | 2300 | 2300 | 3600 | 950 | 1250 | 2100 | 600 | 0 | 627.44 | 0 | 600 | 0 | 660 | 0 | 1801 | 2000 | 2000 | 1800 | 2000 | 1800 | 2000 | 3000 | 1800 | 0 | 0 | 0 | 3000 | 3000 | 850 | 1650 | 3000 | 7000 | 23.5
23.75 | 0.00041578 | 0.00041578 | 0.00010394 | 14.1535 | 10.1255 | 0.79414 | 0.19853 | 1910 | 2117.4921 | 90.2% | 26998.6981 | 10338.8638 | 2117.4921 | 0.99932 | 0.19853 | 0.00011172 | 0.00010403 | 0.19869 | 0.21338 | 1910 | 1500 | 3500 | 5000 | 1500 | 3500 | 5000 | 0 | 0 | 0 | 1500 | 0 | 750 | 900 | 900 | 5000 | 1300 | 2500 | 2500 | 2500 | 2500 | 2000 | 2000 | 2000 | 2000 | 550 | 750 | 1500 | 1500 | 2500 | 2500 | 2500 | 800 | 850 | 2000 | 2000 | 0 | 1500 | 1500 | 0 | 2500 | 1000 | 1000 | 2400 | 2400 | 5000 | 710.6 | 696.71 | 786.48 | 1500 | 0 | 599.1 | 1293.75 | 2300 | 2500 | 2500 | 2500 | 0 | 0 | 0 | 2050 | 2050 | 3300 | 5000 | 2300 | 3600 | 2300 | 2300 | 2300 | 2300 | 3600 | 950 | 1250 | 2100 | 600 | 0 | 627.44 | 0 | 600 | 0 | 660 | 0 | 1800.5 | 2000 | 2000 | 1800 | 2000 | 1800 | 2000 | 3000 | 1800 | 0 | 0 | 0 | 3000 | 3000 | 850 | 1650 | 3000 | 7000 | 23.75
24 | 0.00036002 | 0.00036002 | 9.0005e-05 | 12.6465 | 9.0474 | 0.68764 | 0.17191 | 1910 | 2117.4921 | 90.2% | 27860.2947 | 10490.1992 | 2117.4921 | 0.99942 | 0.17191 | 9.6822e-05 | 9.0077e-05 | 0.17205 | 0.18493 | 1910 | 1500 | 3500 | 5000 | 1500 | 3500 | 5000 | 0 | 0 | 0 | 1500 | 0 | 750 | 900 | 900 | 5000 | 1300 | 2500 | 2500 | 2500 | 2500 | 2000 | 2000 | 2000 | 2000 | 550 | 750 | 1500 | 1500 | 2500 | 2500 | 2500 | 800 | 850 | 2000 | 2000 | 0 | 1500 | 1500 | 0 | 2500 | 1000 | 1000 | 2400 | 2400 | 5000 | 710.68 | 696.77 | 784.51 | 1500 | 0 | 599.1 | 1292 | 2300 | 2500 | 2500 | 2500 | 0 | 0 | 0 | 2050 | 2050 | 3300 | 5000 | 2300 | 3600 | 2300 | 2300 | 2300 | 2300 | 3600 | 950 | 1250 | 2100 | 600 | 0 | 627.44 | 0 | 600 | 0 | 660 | 0 | 1800 | 2000 | 2000 | 1800 | 2000 | 1800 | 2000 | 3000 | 1800 | 0 | 0 | 0 | 3000 | 3000 | 850 | 1650 | 3000 | 7000 | 24
24.25 | 0.0003112 | 0.0003112 | 7.78e-05 | 11.2768 | 8.0675 | 0.5944 | 0.1486 | 1910 | 2117.4921 | 90.2% | 28740.0295 | 10641.5347 | 2117.4921 | 0.9995 | 0.1486 | 8.3767e-05 | 7.7865e-05 | 0.14872 | 0.15999 | 1910 | 1500 | 3500 | 5000 | 1500 | 3500 | 5000 | 0 | 0 | 0 | 1500 | 0 | 750 | 900 | 900 | 5000 | 1300 | 2500 | 2500 | 2500 | 2500 | 2000 | 2000 | 2000 | 2000 | 550 | 750 | 1500 | 1500 | 2500 | 2500 | 2500 | 800 | 850 | 2000 | 2000 | 0 | 1500 | 1500 | 0 | 2500 | 1000 | 1000 | 2400 | 2400 | 5000 | 710.77 | 699.71 | 784.55 | 1500 | 0 | 599.1 | 1292 | 2300 | 2500 | 2500 | 2500 | 0 | 0 | 0 | 2050 | 0 | 3300 | 5000 | 2300 | 3600 | 2300 | 2300 | 2300 | 2300 | 3600 | 950 | 1250 | 2100 | 600 | 0 | 627.44 | 0 | 600 | 0 | 660 | 0 | 1800 | 2000 | 2000 | 1800 | 2000 | 1800 | 2000 | 3000 | 1800 | 0 | 0 | 0 | 3000 | 3000 | 850 | 1650 | 3000 | 7000 | 24.25
24.5 | 0.00026854 | 0.00026854 | 6.7135e-05 | 10.035 | 7.1791 | 0.51291 | 0.12823 | 1910 | 2117.4921 | 90.2% | 29638.0914 | 10792.8701 | 2117.4921 | 0.99958 | 0.12823 | 7.2347e-05 | 6.7192e-05 | 0.12834 | 0.13818 | 1910 | 1500 | 3500 | 5000 | 1500 | 3500 | 5000 | 0 | 0 | 0 | 1500 | 0 | 750 | 900 | 900 | 5000 | 1300 | 2500 | 2500 | 2500 | 2500 | 2000 | 2000 | 2000 | 2000 | 550 | 750 | 1500 | 1500 | 2500 | 2500 | 2500 | 800 | 850 | 2000 | 2000 | 0 | 1500 | 1500 | 0 | 2500 | 1000 | 1000 | 2400 | 2400 | 5000 | 710.85 | 699.76 | 782.58 | 1500 | 0 | 599.1 | 1292 | 2300 | 2500 | 2500 | 2500 | 0 | 0 | 0 | 2050 | 0 | 3300 | 5000 | 2300 | 3600 | 2300 | 2300 | 2300 | 2300 | 3600 | 950 | 1250 | 2100 | 600 | 0 | 627.44 | 0 | 600 | 0 | 660 | 0 | 1800 | 2000 | 2000 | 1800 | 2000 | 1800 | 2000 | 3000 | 1800 | 0 | 0 | 0 | 3000 | 3000 | 850 | 1650 | 3000 | 7000 | 24.5
24.75 | 0.00023133 | 0.00023133 | 5.7832e-05 | 8.9118 | 6.3755 | 0.44184 | 0.11046 | 1910 | 2117.4921 | 90.2% | 30554.6695 | 10944.2056 | 2117.4921 | 0.99964 | 0.11046 | 6.2377e-05 | 5.7882e-05 | 0.11055 | 0.11914 | 1910 | 1500 | 3500 | 5000 | 1500 | 3500 | 5000 | 0 | 0 | 0 | 1500 | 0 | 750 | 900 | 900 | 5000 | 1300 | 2500 | 2500 | 2500 | 2500 | 2000 | 2000 | 2000 | 2000 | 550 | 750 | 1500 | 1500 | 2500 | 2500 | 2500 | 800 | 850 | 2000 | 2000 | 0 | 1500 | 1500 | 0 | 2500 | 1000 | 1000 | 2400 | 2400 | 5000 | 710.95 | 696.95 | 782.63 | 1500 | 0 | 599.1 | 1292 | 2300 | 2500 | 2500 | 2500 | 0 | 0 | 0 | 2050 | 0 | 3300 | 5000 | 2300 | 3600 | 2300 | 2300 | 2300 | 2300 | 3600 | 950 | 1250 | 2100 | 600 | 0 | 627.44 | 0 | 600 | 0 | 660 | 0 | 1800 | 2000 | 2000 | 1800 | 2000 | 1800 | 2000 | 3000 | 1800 | 0 | 0 | 0 | 3000 | 3000 | 850 | 1650 | 3000 | 7000 | 24.75
25 | 0.00019893 | 0.00019893 | 4.9733e-05 | 7.8982 | 0 | 0 | 0 | 0 | 0 | 0% | 31489.9526 | 11095.541 | 2117.4921 | 0.99969 | 0 | 5.3688e-05 | 4.9777e-05 | 0 | 0 | 0 | 1500 | 3500 | 5000 | 1500 | 3500 | 5000 | 0 | 0 | 0 | 1500 | 0 | 750 | 900 | 900 | 5000 | 1300 | 2500 | 2500 | 2500 | 2500 | 2000 | 2000 | 2000 | 2000 | 550 | 750 | 1500 | 1500 | 2500 | 2500 | 2500 | 800 | 850 | 2000 | 2000 | 0 | 1500 | 1500 | 0 | 2500 | 1000 | 1000 | 2400 | 2400 | 5000 | 711.03 | 696.95 | 780.65 | 1500 | 0 | 599.1 | 1292 | 2300 | 2500 | 2500 | 2500 | 0 | 0 | 0 | 2050 | 0 | 3300 | 5000 | 2300 | 3600 | 2300 | 2300 | 2300 | 2300 | 3600 | 950 | 1250 | 2100 | 600 | 0 | 627.44 | 0 | 600 | 0 | 660 | 0 | 1800 | 2000 | 2000 | 1800 | 2000 | 1800 | 2000 | 3000 | 1800 | 0 | 0 | 0 | 3000 | 3000 | 850 | 1650 | 3000 | 7000 | 25
25.25 | 0.00017078 | 0.00017078 | 4.2694e-05 | 6.9859 | 0 | 0 | 0 | 0 | 0 | 0% | 32444.1296 | 11246.8765 | 2117.4921 | 0.99974 | 0 | 4.613e-05 | 4.2733e-05 | 0 | 0 | 0 | 0 | 0 | 0 | 0 | 0 | 0 | 0 | 0 | 0 | 0 | 0 | 0 | 0 | 0 | 0 | 0 | 0 | 0 | 0 | 0 | 0 | 0 | 0 | 0 | 0 | 0 | 0 | 0 | 0 | 0 | 0 | 0 | 0 | 0 | 0 | 0 | 0 | 0 | 0 | 0 | 0 | 0 | 0 | 0 | 0 | 0 | 0 | 0 | 0 | 0 | 0 | 0 | 0 | 0 | 0 | 0 | 0 | 0 | 0 | 0 | 0 | 0 | 0 | 0 | 0 | 0 | 0 | 0 | 0 | 0 | 0 | 0 | 0 | 0 | 0 | 0 | 0 | 0 | 0 | 0 | 0 | 0 | 0 | 0 | 0 | 0 | 0 | 0 | 0 | 0 | 0 | 0 | 0 | 0 | 0 | 0 | 0 | 0 | 0 | 25.25
25.5 | 0.00014636 | 0.00014636 | 3.6589e-05 | 6.1665 | 0 | 0 | 0 | 0 | 0 | 0% | 33417.3896 | 11398.2119 | 2117.4921 | 0.99978 | 0 | 3.9569e-05 | 3.6623e-05 | 0 | 0 | 0 | 0 | 0 | 0 | 0 | 0 | 0 | 0 | 0 | 0 | 0 | 0 | 0 | 0 | 0 | 0 | 0 | 0 | 0 | 0 | 0 | 0 | 0 | 0 | 0 | 0 | 0 | 0 | 0 | 0 | 0 | 0 | 0 | 0 | 0 | 0 | 0 | 0 | 0 | 0 | 0 | 0 | 0 | 0 | 0 | 0 | 0 | 0 | 0 | 0 | 0 | 0 | 0 | 0 | 0 | 0 | 0 | 0 | 0 | 0 | 0 | 0 | 0 | 0 | 0 | 0 | 0 | 0 | 0 | 0 | 0 | 0 | 0 | 0 | 0 | 0 | 0 | 0 | 0 | 0 | 0 | 0 | 0 | 0 | 0 | 0 | 0 | 0 | 0 | 0 | 0 | 0 | 0 | 0 | 0 | 0 | 0 | 0 | 0 | 0 | 25.5
25.75 | 0.00012521 | 0.00012521 | 3.1303e-05 | 5.4324 | 0 | 0 | 0 | 0 | 0 | 0% | 34409.9214 | 11549.5474 | 2117.4921 | 0.99981 | 0 | 3.3882e-05 | 3.1333e-05 | 0 | 0 | 0 | 0 | 0 | 0 | 0 | 0 | 0 | 0 | 0 | 0 | 0 | 0 | 0 | 0 | 0 | 0 | 0 | 0 | 0 | 0 | 0 | 0 | 0 | 0 | 0 | 0 | 0 | 0 | 0 | 0 | 0 | 0 | 0 | 0 | 0 | 0 | 0 | 0 | 0 | 0 | 0 | 0 | 0 | 0 | 0 | 0 | 0 | 0 | 0 | 0 | 0 | 0 | 0 | 0 | 0 | 0 | 0 | 0 | 0 | 0 | 0 | 0 | 0 | 0 | 0 | 0 | 0 | 0 | 0 | 0 | 0 | 0 | 0 | 0 | 0 | 0 | 0 | 0 | 0 | 0 | 0 | 0 | 0 | 0 | 0 | 0 | 0 | 0 | 0 | 0 | 0 | 0 | 0 | 0 | 0 | 0 | 0 | 0 | 0 | 0 | 25.75
26 | 0.00010694 | 0.00010694 | 2.6735e-05 | 4.7761 | 0 | 0 | 0 | 0 | 0 | 0% | 35421.914 | 11700.8828 | 2117.4921 | 0.99984 | 0 | 2.8963e-05 | 2.6761e-05 | 0 | 0 | 0 | 0 | 0 | 0 | 0 | 0 | 0 | 0 | 0 | 0 | 0 | 0 | 0 | 0 | 0 | 0 | 0 | 0 | 0 | 0 | 0 | 0 | 0 | 0 | 0 | 0 | 0 | 0 | 0 | 0 | 0 | 0 | 0 | 0 | 0 | 0 | 0 | 0 | 0 | 0 | 0 | 0 | 0 | 0 | 0 | 0 | 0 | 0 | 0 | 0 | 0 | 0 | 0 | 0 | 0 | 0 | 0 | 0 | 0 | 0 | 0 | 0 | 0 | 0 | 0 | 0 | 0 | 0 | 0 | 0 | 0 | 0 | 0 | 0 | 0 | 0 | 0 | 0 | 0 | 0 | 0 | 0 | 0 | 0 | 0 | 0 | 0 | 0 | 0 | 0 | 0 | 0 | 0 | 0 | 0 | 0 | 0 | 0 | 0 | 0 | 26
26.25 | 9.1178e-05 | 9.1178e-05 | 2.2795e-05 | 4.1907 | 0 | 0 | 0 | 0 | 0 | 0% | 36453.5563 | 11852.2183 | 2117.4921 | 0.99987 | 0 | 2.4716e-05 | 2.2817e-05 | 0 | 0 | 0 | 0 | 0 | 0 | 0 | 0 | 0 | 0 | 0 | 0 | 0 | 0 | 0 | 0 | 0 | 0 | 0 | 0 | 0 | 0 | 0 | 0 | 0 | 0 | 0 | 0 | 0 | 0 | 0 | 0 | 0 | 0 | 0 | 0 | 0 | 0 | 0 | 0 | 0 | 0 | 0 | 0 | 0 | 0 | 0 | 0 | 0 | 0 | 0 | 0 | 0 | 0 | 0 | 0 | 0 | 0 | 0 | 0 | 0 | 0 | 0 | 0 | 0 | 0 | 0 | 0 | 0 | 0 | 0 | 0 | 0 | 0 | 0 | 0 | 0 | 0 | 0 | 0 | 0 | 0 | 0 | 0 | 0 | 0 | 0 | 0 | 0 | 0 | 0 | 0 | 0 | 0 | 0 | 0 | 0 | 0 | 0 | 0 | 0 | 0 | 26.25
26.5 | 7.7607e-05 | 7.7607e-05 | 1.9402e-05 | 3.6699 | 0 | 0 | 0 | 0 | 0 | 0% | 37505.0373 | 12003.5537 | 2117.4921 | 0.99989 | 0 | 2.1056e-05 | 1.9422e-05 | 0 | 0 | 0 | 0 | 0 | 0 | 0 | 0 | 0 | 0 | 0 | 0 | 0 | 0 | 0 | 0 | 0 | 0 | 0 | 0 | 0 | 0 | 0 | 0 | 0 | 0 | 0 | 0 | 0 | 0 | 0 | 0 | 0 | 0 | 0 | 0 | 0 | 0 | 0 | 0 | 0 | 0 | 0 | 0 | 0 | 0 | 0 | 0 | 0 | 0 | 0 | 0 | 0 | 0 | 0 | 0 | 0 | 0 | 0 | 0 | 0 | 0 | 0 | 0 | 0 | 0 | 0 | 0 | 0 | 0 | 0 | 0 | 0 | 0 | 0 | 0 | 0 | 0 | 0 | 0 | 0 | 0 | 0 | 0 | 0 | 0 | 0 | 0 | 0 | 0 | 0 | 0 | 0 | 0 | 0 | 0 | 0 | 0 | 0 | 0 | 0 | 0 | 26.5
26.75 | 6.5943e-05 | 6.5943e-05 | 1.6486e-05 | 3.2074 | 0 | 0 | 0 | 0 | 0 | 0% | 38576.546 | 12154.8892 | 2117.4921 | 0.9999 | 0 | 1.7907e-05 | 1.6503e-05 | 0 | 0 | 0 | 0 | 0 | 0 | 0 | 0 | 0 | 0 | 0 | 0 | 0 | 0 | 0 | 0 | 0 | 0 | 0 | 0 | 0 | 0 | 0 | 0 | 0 | 0 | 0 | 0 | 0 | 0 | 0 | 0 | 0 | 0 | 0 | 0 | 0 | 0 | 0 | 0 | 0 | 0 | 0 | 0 | 0 | 0 | 0 | 0 | 0 | 0 | 0 | 0 | 0 | 0 | 0 | 0 | 0 | 0 | 0 | 0 | 0 | 0 | 0 | 0 | 0 | 0 | 0 | 0 | 0 | 0 | 0 | 0 | 0 | 0 | 0 | 0 | 0 | 0 | 0 | 0 | 0 | 0 | 0 | 0 | 0 | 0 | 0 | 0 | 0 | 0 | 0 | 0 | 0 | 0 | 0 | 0 | 0 | 0 | 0 | 0 | 0 | 0 | 26.75
27 | 5.5937e-05 | 5.5937e-05 | 1.3984e-05 | 2.7977 | 0 | 0 | 0 | 0 | 0 | 0% | 39668.2711 | 12306.2246 | 2117.4921 | 0.99992 | 0 | 1.5203e-05 | 1.3999e-05 | 0 | 0 | 0 | 0 | 0 | 0 | 0 | 0 | 0 | 0 | 0 | 0 | 0 | 0 | 0 | 0 | 0 | 0 | 0 | 0 | 0 | 0 | 0 | 0 | 0 | 0 | 0 | 0 | 0 | 0 | 0 | 0 | 0 | 0 | 0 | 0 | 0 | 0 | 0 | 0 | 0 | 0 | 0 | 0 | 0 | 0 | 0 | 0 | 0 | 0 | 0 | 0 | 0 | 0 | 0 | 0 | 0 | 0 | 0 | 0 | 0 | 0 | 0 | 0 | 0 | 0 | 0 | 0 | 0 | 0 | 0 | 0 | 0 | 0 | 0 | 0 | 0 | 0 | 0 | 0 | 0 | 0 | 0 | 0 | 0 | 0 | 0 | 0 | 0 | 0 | 0 | 0 | 0 | 0 | 0 | 0 | 0 | 0 | 0 | 0 | 0 | 0 | 27
27.25 | 4.7368e-05 | 4.7368e-05 | 1.1842e-05 | 2.4355 | 0 | 0 | 0 | 0 | 0 | 0% | 40780.4018 | 12457.5601 | 2117.4921 | 0.99993 | 0 | 1.2885e-05 | 1.1855e-05 | 0 | 0 | 0 | 0 | 0 | 0 | 0 | 0 | 0 | 0 | 0 | 0 | 0 | 0 | 0 | 0 | 0 | 0 | 0 | 0 | 0 | 0 | 0 | 0 | 0 | 0 | 0 | 0 | 0 | 0 | 0 | 0 | 0 | 0 | 0 | 0 | 0 | 0 | 0 | 0 | 0 | 0 | 0 | 0 | 0 | 0 | 0 | 0 | 0 | 0 | 0 | 0 | 0 | 0 | 0 | 0 | 0 | 0 | 0 | 0 | 0 | 0 | 0 | 0 | 0 | 0 | 0 | 0 | 0 | 0 | 0 | 0 | 0 | 0 | 0 | 0 | 0 | 0 | 0 | 0 | 0 | 0 | 0 | 0 | 0 | 0 | 0 | 0 | 0 | 0 | 0 | 0 | 0 | 0 | 0 | 0 | 0 | 0 | 0 | 0 | 0 | 0 | 27.25
27.5 | 4.0044e-05 | 4.0044e-05 | 1.0011e-05 | 2.1161 | 0 | 0 | 0 | 0 | 0 | 0% | 41913.1269 | 12608.8955 | 2117.4921 | 0.99994 | 0 | 1.0902e-05 | 1.0022e-05 | 0 | 0 | 0 | 0 | 0 | 0 | 0 | 0 | 0 | 0 | 0 | 0 | 0 | 0 | 0 | 0 | 0 | 0 | 0 | 0 | 0 | 0 | 0 | 0 | 0 | 0 | 0 | 0 | 0 | 0 | 0 | 0 | 0 | 0 | 0 | 0 | 0 | 0 | 0 | 0 | 0 | 0 | 0 | 0 | 0 | 0 | 0 | 0 | 0 | 0 | 0 | 0 | 0 | 0 | 0 | 0 | 0 | 0 | 0 | 0 | 0 | 0 | 0 | 0 | 0 | 0 | 0 | 0 | 0 | 0 | 0 | 0 | 0 | 0 | 0 | 0 | 0 | 0 | 0 | 0 | 0 | 0 | 0 | 0 | 0 | 0 | 0 | 0 | 0 | 0 | 0 | 0 | 0 | 0 | 0 | 0 | 0 | 0 | 0 | 0 | 0 | 0 | 27.5
27.75 | 3.3794e-05 | 3.3794e-05 | 8.4486e-06 | 1.835 | 0 | 0 | 0 | 0 | 0 | 0% | 43066.6353 | 12760.231 | 2117.4921 | 0.99995 | 0 | 9.209e-06 | 8.4583e-06 | 0 | 0 | 0 | 0 | 0 | 0 | 0 | 0 | 0 | 0 | 0 | 0 | 0 | 0 | 0 | 0 | 0 | 0 | 0 | 0 | 0 | 0 | 0 | 0 | 0 | 0 | 0 | 0 | 0 | 0 | 0 | 0 | 0 | 0 | 0 | 0 | 0 | 0 | 0 | 0 | 0 | 0 | 0 | 0 | 0 | 0 | 0 | 0 | 0 | 0 | 0 | 0 | 0 | 0 | 0 | 0 | 0 | 0 | 0 | 0 | 0 | 0 | 0 | 0 | 0 | 0 | 0 | 0 | 0 | 0 | 0 | 0 | 0 | 0 | 0 | 0 | 0 | 0 | 0 | 0 | 0 | 0 | 0 | 0 | 0 | 0 | 0 | 0 | 0 | 0 | 0 | 0 | 0 | 0 | 0 | 0 | 0 | 0 | 0 | 0 | 0 | 0 | 27.75
28 | 2.8472e-05 | 2.8472e-05 | 7.118e-06 | 1.5882 | 0 | 0 | 0 | 0 | 0 | 0% | 44241.1161 | 12911.5664 | 2117.4921 | 0.99996 | 0 | 7.7654e-06 | 7.1263e-06 | 0 | 0 | 0 | 0 | 0 | 0 | 0 | 0 | 0 | 0 | 0 | 0 | 0 | 0 | 0 | 0 | 0 | 0 | 0 | 0 | 0 | 0 | 0 | 0 | 0 | 0 | 0 | 0 | 0 | 0 | 0 | 0 | 0 | 0 | 0 | 0 | 0 | 0 | 0 | 0 | 0 | 0 | 0 | 0 | 0 | 0 | 0 | 0 | 0 | 0 | 0 | 0 | 0 | 0 | 0 | 0 | 0 | 0 | 0 | 0 | 0 | 0 | 0 | 0 | 0 | 0 | 0 | 0 | 0 | 0 | 0 | 0 | 0 | 0 | 0 | 0 | 0 | 0 | 0 | 0 | 0 | 0 | 0 | 0 | 0 | 0 | 0 | 0 | 0 | 0 | 0 | 0 | 0 | 0 | 0 | 0 | 0 | 0 | 0 | 0 | 0 | 0 | 28
28.25 | 2.3947e-05 | 2.3947e-05 | 5.9868e-06 | 1.3719 | 0 | 0 | 0 | 0 | 0 | 0% | 45436.7581 | 13062.9019 | 2117.4921 | 0.99997 | 0 | 6.537e-06 | 5.9939e-06 | 0 | 0 | 0 | 0 | 0 | 0 | 0 | 0 | 0 | 0 | 0 | 0 | 0 | 0 | 0 | 0 | 0 | 0 | 0 | 0 | 0 | 0 | 0 | 0 | 0 | 0 | 0 | 0 | 0 | 0 | 0 | 0 | 0 | 0 | 0 | 0 | 0 | 0 | 0 | 0 | 0 | 0 | 0 | 0 | 0 | 0 | 0 | 0 | 0 | 0 | 0 | 0 | 0 | 0 | 0 | 0 | 0 | 0 | 0 | 0 | 0 | 0 | 0 | 0 | 0 | 0 | 0 | 0 | 0 | 0 | 0 | 0 | 0 | 0 | 0 | 0 | 0 | 0 | 0 | 0 | 0 | 0 | 0 | 0 | 0 | 0 | 0 | 0 | 0 | 0 | 0 | 0 | 0 | 0 | 0 | 0 | 0 | 0 | 0 | 0 | 0 | 0 | 28.25
28.5 | 2.0107e-05 | 2.0107e-05 | 5.0268e-06 | 1.1828 | 0 | 0 | 0 | 0 | 0 | 0% | 46653.7503 | 13214.2373 | 2117.4921 | 0.99997 | 0 | 5.4936e-06 | 5.033e-06 | 0 | 0 | 0 | 0 | 0 | 0 | 0 | 0 | 0 | 0 | 0 | 0 | 0 | 0 | 0 | 0 | 0 | 0 | 0 | 0 | 0 | 0 | 0 | 0 | 0 | 0 | 0 | 0 | 0 | 0 | 0 | 0 | 0 | 0 | 0 | 0 | 0 | 0 | 0 | 0 | 0 | 0 | 0 | 0 | 0 | 0 | 0 | 0 | 0 | 0 | 0 | 0 | 0 | 0 | 0 | 0 | 0 | 0 | 0 | 0 | 0 | 0 | 0 | 0 | 0 | 0 | 0 | 0 | 0 | 0 | 0 | 0 | 0 | 0 | 0 | 0 | 0 | 0 | 0 | 0 | 0 | 0 | 0 | 0 | 0 | 0 | 0 | 0 | 0 | 0 | 0 | 0 | 0 | 0 | 0 | 0 | 0 | 0 | 0 | 0 | 0 | 0 | 28.5
28.75 | 1.6855e-05 | 1.6855e-05 | 4.2137e-06 | 1.0178 | 0 | 0 | 0 | 0 | 0 | 0% | 47892.2816 | 13365.5728 | 2117.4921 | 0.99998 | 0 | 4.609e-06 | 4.2189e-06 | 0 | 0 | 0 | 0 | 0 | 0 | 0 | 0 | 0 | 0 | 0 | 0 | 0 | 0 | 0 | 0 | 0 | 0 | 0 | 0 | 0 | 0 | 0 | 0 | 0 | 0 | 0 | 0 | 0 | 0 | 0 | 0 | 0 | 0 | 0 | 0 | 0 | 0 | 0 | 0 | 0 | 0 | 0 | 0 | 0 | 0 | 0 | 0 | 0 | 0 | 0 | 0 | 0 | 0 | 0 | 0 | 0 | 0 | 0 | 0 | 0 | 0 | 0 | 0 | 0 | 0 | 0 | 0 | 0 | 0 | 0 | 0 | 0 | 0 | 0 | 0 | 0 | 0 | 0 | 0 | 0 | 0 | 0 | 0 | 0 | 0 | 0 | 0 | 0 | 0 | 0 | 0 | 0 | 0 | 0 | 0 | 0 | 0 | 0 | 0 | 0 | 0 | 28.75
29 | 1.4104e-05 | 1.4104e-05 | 3.526e-06 | 0.87408 | 0 | 0 | 0 | 0 | 0 | 0% | 49152.541 | 13516.9082 | 2117.4921 | 0.99998 | 0 | 3.8602e-06 | 3.5305e-06 | 0 | 0 | 0 | 0 | 0 | 0 | 0 | 0 | 0 | 0 | 0 | 0 | 0 | 0 | 0 | 0 | 0 | 0 | 0 | 0 | 0 | 0 | 0 | 0 | 0 | 0 | 0 | 0 | 0 | 0 | 0 | 0 | 0 | 0 | 0 | 0 | 0 | 0 | 0 | 0 | 0 | 0 | 0 | 0 | 0 | 0 | 0 | 0 | 0 | 0 | 0 | 0 | 0 | 0 | 0 | 0 | 0 | 0 | 0 | 0 | 0 | 0 | 0 | 0 | 0 | 0 | 0 | 0 | 0 | 0 | 0 | 0 | 0 | 0 | 0 | 0 | 0 | 0 | 0 | 0 | 0 | 0 | 0 | 0 | 0 | 0 | 0 | 0 | 0 | 0 | 0 | 0 | 0 | 0 | 0 | 0 | 0 | 0 | 0 | 0 | 0 | 0 | 29
29.25 | 1.1783e-05 | 1.1783e-05 | 2.9457e-06 | 0.74926 | 0 | 0 | 0 | 0 | 0 | 0% | 50434.7174 | 13668.2437 | 2117.4921 | 0.99998 | 0 | 3.2276e-06 | 2.9495e-06 | 0 | 0 | 0 | 0 | 0 | 0 | 0 | 0 | 0 | 0 | 0 | 0 | 0 | 0 | 0 | 0 | 0 | 0 | 0 | 0 | 0 | 0 | 0 | 0 | 0 | 0 | 0 | 0 | 0 | 0 | 0 | 0 | 0 | 0 | 0 | 0 | 0 | 0 | 0 | 0 | 0 | 0 | 0 | 0 | 0 | 0 | 0 | 0 | 0 | 0 | 0 | 0 | 0 | 0 | 0 | 0 | 0 | 0 | 0 | 0 | 0 | 0 | 0 | 0 | 0 | 0 | 0 | 0 | 0 | 0 | 0 | 0 | 0 | 0 | 0 | 0 | 0 | 0 | 0 | 0 | 0 | 0 | 0 | 0 | 0 | 0 | 0 | 0 | 0 | 0 | 0 | 0 | 0 | 0 | 0 | 0 | 0 | 0 | 0 | 0 | 0 | 0 | 29.25
29.5 | 9.8266e-06 | 9.8266e-06 | 2.4566e-06 | 0.64103 | 0 | 0 | 0 | 0 | 0 | 0% | 51738.9997 | 13819.5791 | 2117.4921 | 0.99999 | 0 | 2.6941e-06 | 2.4599e-06 | 0 | 0 | 0 | 0 | 0 | 0 | 0 | 0 | 0 | 0 | 0 | 0 | 0 | 0 | 0 | 0 | 0 | 0 | 0 | 0 | 0 | 0 | 0 | 0 | 0 | 0 | 0 | 0 | 0 | 0 | 0 | 0 | 0 | 0 | 0 | 0 | 0 | 0 | 0 | 0 | 0 | 0 | 0 | 0 | 0 | 0 | 0 | 0 | 0 | 0 | 0 | 0 | 0 | 0 | 0 | 0 | 0 | 0 | 0 | 0 | 0 | 0 | 0 | 0 | 0 | 0 | 0 | 0 | 0 | 0 | 0 | 0 | 0 | 0 | 0 | 0 | 0 | 0 | 0 | 0 | 0 | 0 | 0 | 0 | 0 | 0 | 0 | 0 | 0 | 0 | 0 | 0 | 0 | 0 | 0 | 0 | 0 | 0 | 0 | 0 | 0 | 0 | 29.5
29.75 | 8.1814e-06 | 8.1814e-06 | 2.0454e-06 | 0.54739 | 0 | 0 | 0 | 0 | 0 | 0% | 53065.577 | 13970.9146 | 2117.4921 | 0.99999 | 0 | 2.245e-06 | 2.0481e-06 | 0 | 0 | 0 | 0 | 0 | 0 | 0 | 0 | 0 | 0 | 0 | 0 | 0 | 0 | 0 | 0 | 0 | 0 | 0 | 0 | 0 | 0 | 0 | 0 | 0 | 0 | 0 | 0 | 0 | 0 | 0 | 0 | 0 | 0 | 0 | 0 | 0 | 0 | 0 | 0 | 0 | 0 | 0 | 0 | 0 | 0 | 0 | 0 | 0 | 0 | 0 | 0 | 0 | 0 | 0 | 0 | 0 | 0 | 0 | 0 | 0 | 0 | 0 | 0 | 0 | 0 | 0 | 0 | 0 | 0 | 0 | 0 | 0 | 0 | 0 | 0 | 0 | 0 | 0 | 0 | 0 | 0 | 0 | 0 | 0 | 0 | 0 | 0 | 0 | 0 | 0 | 0 | 0 | 0 | 0 | 0 | 0 | 0 | 0 | 0 | 0 | 0 | 29.75
30 | 6.8002e-06 | 6.8002e-06 | 1.7e-06 | 0.46655 | 0 | 0 | 0 | 0 | 0 | 0% | 54414.638 | 14122.25 | 2117.4921 | 0.99999 | 0 | 1.8676e-06 | 1.7024e-06 | 0 | 0 | 0 | 0 | 0 | 0 | 0 | 0 | 0 | 0 | 0 | 0 | 0 | 0 | 0 | 0 | 0 | 0 | 0 | 0 | 0 | 0 | 0 | 0 | 0 | 0 | 0 | 0 | 0 | 0 | 0 | 0 | 0 | 0 | 0 | 0 | 0 | 0 | 0 | 0 | 0 | 0 | 0 | 0 | 0 | 0 | 0 | 0 | 0 | 0 | 0 | 0 | 0 | 0 | 0 | 0 | 0 | 0 | 0 | 0 | 0 | 0 | 0 | 0 | 0 | 0 | 0 | 0 | 0 | 0 | 0 | 0 | 0 | 0 | 0 | 0 | 0 | 0 | 0 | 0 | 0 | 0 | 0 | 0 | 0 | 0 | 0 | 0 | 0 | 0 | 0 | 0 | 0 | 0 | 0 | 0 | 0 | 0 | 0 | 0 | 0 | 0 | 30
30.25 | 5.6426e-06 | 5.6426e-06 | 1.4107e-06 | 0.39689 | 0 | 0 | 0 | 0 | 0 | 0% | 55786.3718 | 14273.5855 | 2117.4921 | 0.99999 | 0 | 1.5511e-06 | 1.4126e-06 | 0 | 0 | 0 | 0 | 0 | 0 | 0 | 0 | 0 | 0 | 0 | 0 | 0 | 0 | 0 | 0 | 0 | 0 | 0 | 0 | 0 | 0 | 0 | 0 | 0 | 0 | 0 | 0 | 0 | 0 | 0 | 0 | 0 | 0 | 0 | 0 | 0 | 0 | 0 | 0 | 0 | 0 | 0 | 0 | 0 | 0 | 0 | 0 | 0 | 0 | 0 | 0 | 0 | 0 | 0 | 0 | 0 | 0 | 0 | 0 | 0 | 0 | 0 | 0 | 0 | 0 | 0 | 0 | 0 | 0 | 0 | 0 | 0 | 0 | 0 | 0 | 0 | 0 | 0 | 0 | 0 | 0 | 0 | 0 | 0 | 0 | 0 | 0 | 0 | 0 | 0 | 0 | 0 | 0 | 0 | 0 | 0 | 0 | 0 | 0 | 0 | 0 | 30.25
30.5 | 4.6742e-06 | 4.6742e-06 | 1.1686e-06 | 0.33699 | 0 | 0 | 0 | 0 | 0 | 0% | 57180.9674 | 14424.9209 | 2117.4921 | 0.99999 | 0 | 1.286e-06 | 1.1702e-06 | 0 | 0 | 0 | 0 | 0 | 0 | 0 | 0 | 0 | 0 | 0 | 0 | 0 | 0 | 0 | 0 | 0 | 0 | 0 | 0 | 0 | 0 | 0 | 0 | 0 | 0 | 0 | 0 | 0 | 0 | 0 | 0 | 0 | 0 | 0 | 0 | 0 | 0 | 0 | 0 | 0 | 0 | 0 | 0 | 0 | 0 | 0 | 0 | 0 | 0 | 0 | 0 | 0 | 0 | 0 | 0 | 0 | 0 | 0 | 0 | 0 | 0 | 0 | 0 | 0 | 0 | 0 | 0 | 0 | 0 | 0 | 0 | 0 | 0 | 0 | 0 | 0 | 0 | 0 | 0 | 0 | 0 | 0 | 0 | 0 | 0 | 0 | 0 | 0 | 0 | 0 | 0 | 0 | 0 | 0 | 0 | 0 | 0 | 0 | 0 | 0 | 0 | 30.5
30.75 | 3.8655e-06 | 3.8655e-06 | 9.6638e-07 | 0.2856 | 0 | 0 | 0 | 0 | 0 | 0% | 58598.6136 | 14576.2564 | 2117.4921 | 1 | 0 | 1.0644e-06 | 9.6778e-07 | 0 | 0 | 0 | 0 | 0 | 0 | 0 | 0 | 0 | 0 | 0 | 0 | 0 | 0 | 0 | 0 | 0 | 0 | 0 | 0 | 0 | 0 | 0 | 0 | 0 | 0 | 0 | 0 | 0 | 0 | 0 | 0 | 0 | 0 | 0 | 0 | 0 | 0 | 0 | 0 | 0 | 0 | 0 | 0 | 0 | 0 | 0 | 0 | 0 | 0 | 0 | 0 | 0 | 0 | 0 | 0 | 0 | 0 | 0 | 0 | 0 | 0 | 0 | 0 | 0 | 0 | 0 | 0 | 0 | 0 | 0 | 0 | 0 | 0 | 0 | 0 | 0 | 0 | 0 | 0 | 0 | 0 | 0 | 0 | 0 | 0 | 0 | 0 | 0 | 0 | 0 | 0 | 0 | 0 | 0 | 0 | 0 | 0 | 0 | 0 | 0 | 0 | 30.75
31 | 3.1913e-06 | 3.1913e-06 | 7.9783e-07 | 0.24158 | 0 | 0 | 0 | 0 | 0 | 0% | 60039.4993 | 14727.5918 | 2117.4921 | 1 | 0 | 8.7954e-07 | 7.9901e-07 | 0 | 0 | 0 | 0 | 0 | 0 | 0 | 0 | 0 | 0 | 0 | 0 | 0 | 0 | 0 | 0 | 0 | 0 | 0 | 0 | 0 | 0 | 0 | 0 | 0 | 0 | 0 | 0 | 0 | 0 | 0 | 0 | 0 | 0 | 0 | 0 | 0 | 0 | 0 | 0 | 0 | 0 | 0 | 0 | 0 | 0 | 0 | 0 | 0 | 0 | 0 | 0 | 0 | 0 | 0 | 0 | 0 | 0 | 0 | 0 | 0 | 0 | 0 | 0 | 0 | 0 | 0 | 0 | 0 | 0 | 0 | 0 | 0 | 0 | 0 | 0 | 0 | 0 | 0 | 0 | 0 | 0 | 0 | 0 | 0 | 0 | 0 | 0 | 0 | 0 | 0 | 0 | 0 | 0 | 0 | 0 | 0 | 0 | 0 | 0 | 0 | 0 | 31
31.25 | 2.6303e-06 | 2.6303e-06 | 6.5758e-07 | 0.20397 | 0 | 0 | 0 | 0 | 0 | 0% | 61503.8136 | 14878.9273 | 2117.4921 | 1 | 0 | 7.2555e-07 | 6.5857e-07 | 0 | 0 | 0 | 0 | 0 | 0 | 0 | 0 | 0 | 0 | 0 | 0 | 0 | 0 | 0 | 0 | 0 | 0 | 0 | 0 | 0 | 0 | 0 | 0 | 0 | 0 | 0 | 0 | 0 | 0 | 0 | 0 | 0 | 0 | 0 | 0 | 0 | 0 | 0 | 0 | 0 | 0 | 0 | 0 | 0 | 0 | 0 | 0 | 0 | 0 | 0 | 0 | 0 | 0 | 0 | 0 | 0 | 0 | 0 | 0 | 0 | 0 | 0 | 0 | 0 | 0 | 0 | 0 | 0 | 0 | 0 | 0 | 0 | 0 | 0 | 0 | 0 | 0 | 0 | 0 | 0 | 0 | 0 | 0 | 0 | 0 | 0 | 0 | 0 | 0 | 0 | 0 | 0 | 0 | 0 | 0 | 0 | 0 | 0 | 0 | 0 | 0 | 31.25
31.5 | 2.1643e-06 | 2.1643e-06 | 5.4107e-07 | 0.17189 | 0 | 0 | 0 | 0 | 0 | 0% | 62991.7453 | 15030.2627 | 2117.4921 | 1 | 0 | 5.9752e-07 | 5.419e-07 | 0 | 0 | 0 | 0 | 0 | 0 | 0 | 0 | 0 | 0 | 0 | 0 | 0 | 0 | 0 | 0 | 0 | 0 | 0 | 0 | 0 | 0 | 0 | 0 | 0 | 0 | 0 | 0 | 0 | 0 | 0 | 0 | 0 | 0 | 0 | 0 | 0 | 0 | 0 | 0 | 0 | 0 | 0 | 0 | 0 | 0 | 0 | 0 | 0 | 0 | 0 | 0 | 0 | 0 | 0 | 0 | 0 | 0 | 0 | 0 | 0 | 0 | 0 | 0 | 0 | 0 | 0 | 0 | 0 | 0 | 0 | 0 | 0 | 0 | 0 | 0 | 0 | 0 | 0 | 0 | 0 | 0 | 0 | 0 | 0 | 0 | 0 | 0 | 0 | 0 | 0 | 0 | 0 | 0 | 0 | 0 | 0 | 0 | 0 | 0 | 0 | 0 | 31.5
31.75 | 1.7778e-06 | 1.7778e-06 | 4.4445e-07 | 0.14459 | 0 | 0 | 0 | 0 | 0 | 0% | 64503.4835 | 15181.5982 | 2117.4921 | 1 | 0 | 4.9125e-07 | 4.4515e-07 | 0 | 0 | 0 | 0 | 0 | 0 | 0 | 0 | 0 | 0 | 0 | 0 | 0 | 0 | 0 | 0 | 0 | 0 | 0 | 0 | 0 | 0 | 0 | 0 | 0 | 0 | 0 | 0 | 0 | 0 | 0 | 0 | 0 | 0 | 0 | 0 | 0 | 0 | 0 | 0 | 0 | 0 | 0 | 0 | 0 | 0 | 0 | 0 | 0 | 0 | 0 | 0 | 0 | 0 | 0 | 0 | 0 | 0 | 0 | 0 | 0 | 0 | 0 | 0 | 0 | 0 | 0 | 0 | 0 | 0 | 0 | 0 | 0 | 0 | 0 | 0 | 0 | 0 | 0 | 0 | 0 | 0 | 0 | 0 | 0 | 0 | 0 | 0 | 0 | 0 | 0 | 0 | 0 | 0 | 0 | 0 | 0 | 0 | 0 | 0 | 0 | 0 | 31.75
32 | 1.4579e-06 | 1.4579e-06 | 3.6448e-07 | 0.12139 | 0 | 0 | 0 | 0 | 0 | 0% | 66039.217 | 15332.9336 | 2117.4921 | 1 | 0 | 4.032e-07 | 3.6506e-07 | 0 | 0 | 0 | 0 | 0 | 0 | 0 | 0 | 0 | 0 | 0 | 0 | 0 | 0 | 0 | 0 | 0 | 0 | 0 | 0 | 0 | 0 | 0 | 0 | 0 | 0 | 0 | 0 | 0 | 0 | 0 | 0 | 0 | 0 | 0 | 0 | 0 | 0 | 0 | 0 | 0 | 0 | 0 | 0 | 0 | 0 | 0 | 0 | 0 | 0 | 0 | 0 | 0 | 0 | 0 | 0 | 0 | 0 | 0 | 0 | 0 | 0 | 0 | 0 | 0 | 0 | 0 | 0 | 0 | 0 | 0 | 0 | 0 | 0 | 0 | 0 | 0 | 0 | 0 | 0 | 0 | 0 | 0 | 0 | 0 | 0 | 0 | 0 | 0 | 0 | 0 | 0 | 0 | 0 | 0 | 0 | 0 | 0 | 0 | 0 | 0 | 0 | 32
32.25 | 1.1936e-06 | 1.1936e-06 | 2.9839e-07 | 0.10173 | 0 | 0 | 0 | 0 | 0 | 0% | 67599.1348 | 15484.2691 | 2117.4921 | 1 | 0 | 3.3038e-07 | 2.9888e-07 | 0 | 0 | 0 | 0 | 0 | 0 | 0 | 0 | 0 | 0 | 0 | 0 | 0 | 0 | 0 | 0 | 0 | 0 | 0 | 0 | 0 | 0 | 0 | 0 | 0 | 0 | 0 | 0 | 0 | 0 | 0 | 0 | 0 | 0 | 0 | 0 | 0 | 0 | 0 | 0 | 0 | 0 | 0 | 0 | 0 | 0 | 0 | 0 | 0 | 0 | 0 | 0 | 0 | 0 | 0 | 0 | 0 | 0 | 0 | 0 | 0 | 0 | 0 | 0 | 0 | 0 | 0 | 0 | 0 | 0 | 0 | 0 | 0 | 0 | 0 | 0 | 0 | 0 | 0 | 0 | 0 | 0 | 0 | 0 | 0 | 0 | 0 | 0 | 0 | 0 | 0 | 0 | 0 | 0 | 0 | 0 | 0 | 0 | 0 | 0 | 0 | 0 | 32.25
32.5 | 9.7552e-07 | 9.7552e-07 | 2.4388e-07 | 0.085094 | 0 | 0 | 0 | 0 | 0 | 0% | 69183.4258 | 15635.6045 | 2117.4921 | 1 | 0 | 2.7026e-07 | 2.4428e-07 | 0 | 0 | 0 | 0 | 0 | 0 | 0 | 0 | 0 | 0 | 0 | 0 | 0 | 0 | 0 | 0 | 0 | 0 | 0 | 0 | 0 | 0 | 0 | 0 | 0 | 0 | 0 | 0 | 0 | 0 | 0 | 0 | 0 | 0 | 0 | 0 | 0 | 0 | 0 | 0 | 0 | 0 | 0 | 0 | 0 | 0 | 0 | 0 | 0 | 0 | 0 | 0 | 0 | 0 | 0 | 0 | 0 | 0 | 0 | 0 | 0 | 0 | 0 | 0 | 0 | 0 | 0 | 0 | 0 | 0 | 0 | 0 | 0 | 0 | 0 | 0 | 0 | 0 | 0 | 0 | 0 | 0 | 0 | 0 | 0 | 0 | 0 | 0 | 0 | 0 | 0 | 0 | 0 | 0 | 0 | 0 | 0 | 0 | 0 | 0 | 0 | 0 | 32.5
32.75 | 7.9597e-07 | 7.9597e-07 | 1.9899e-07 | 0.071046 | 0 | 0 | 0 | 0 | 0 | 0% | 70792.2789 | 15786.94 | 2117.4921 | 1 | 0 | 2.2071e-07 | 1.9933e-07 | 0 | 0 | 0 | 0 | 0 | 0 | 0 | 0 | 0 | 0 | 0 | 0 | 0 | 0 | 0 | 0 | 0 | 0 | 0 | 0 | 0 | 0 | 0 | 0 | 0 | 0 | 0 | 0 | 0 | 0 | 0 | 0 | 0 | 0 | 0 | 0 | 0 | 0 | 0 | 0 | 0 | 0 | 0 | 0 | 0 | 0 | 0 | 0 | 0 | 0 | 0 | 0 | 0 | 0 | 0 | 0 | 0 | 0 | 0 | 0 | 0 | 0 | 0 | 0 | 0 | 0 | 0 | 0 | 0 | 0 | 0 | 0 | 0 | 0 | 0 | 0 | 0 | 0 | 0 | 0 | 0 | 0 | 0 | 0 | 0 | 0 | 0 | 0 | 0 | 0 | 0 | 0 | 0 | 0 | 0 | 0 | 0 | 0 | 0 | 0 | 0 | 0 | 32.75
33 | 6.4838e-07 | 6.4838e-07 | 1.621e-07 | 0.059208 | 0 | 0 | 0 | 0 | 0 | 0% | 72425.8832 | 15938.2754 | 2117.4921 | 1 | 0 | 1.7994e-07 | 1.6237e-07 | 0 | 0 | 0 | 0 | 0 | 0 | 0 | 0 | 0 | 0 | 0 | 0 | 0 | 0 | 0 | 0 | 0 | 0 | 0 | 0 | 0 | 0 | 0 | 0 | 0 | 0 | 0 | 0 | 0 | 0 | 0 | 0 | 0 | 0 | 0 | 0 | 0 | 0 | 0 | 0 | 0 | 0 | 0 | 0 | 0 | 0 | 0 | 0 | 0 | 0 | 0 | 0 | 0 | 0 | 0 | 0 | 0 | 0 | 0 | 0 | 0 | 0 | 0 | 0 | 0 | 0 | 0 | 0 | 0 | 0 | 0 | 0 | 0 | 0 | 0 | 0 | 0 | 0 | 0 | 0 | 0 | 0 | 0 | 0 | 0 | 0 | 0 | 0 | 0 | 0 | 0 | 0 | 0 | 0 | 0 | 0 | 0 | 0 | 0 | 0 | 0 | 0 | 33
33.25 | 5.2727e-07 | 5.2727e-07 | 1.3182e-07 | 0.049252 | 0 | 0 | 0 | 0 | 0 | 0% | 74084.4275 | 16089.6109 | 2117.4921 | 1 | 0 | 1.4646e-07 | 1.3205e-07 | 0 | 0 | 0 | 0 | 0 | 0 | 0 | 0 | 0 | 0 | 0 | 0 | 0 | 0 | 0 | 0 | 0 | 0 | 0 | 0 | 0 | 0 | 0 | 0 | 0 | 0 | 0 | 0 | 0 | 0 | 0 | 0 | 0 | 0 | 0 | 0 | 0 | 0 | 0 | 0 | 0 | 0 | 0 | 0 | 0 | 0 | 0 | 0 | 0 | 0 | 0 | 0 | 0 | 0 | 0 | 0 | 0 | 0 | 0 | 0 | 0 | 0 | 0 | 0 | 0 | 0 | 0 | 0 | 0 | 0 | 0 | 0 | 0 | 0 | 0 | 0 | 0 | 0 | 0 | 0 | 0 | 0 | 0 | 0 | 0 | 0 | 0 | 0 | 0 | 0 | 0 | 0 | 0 | 0 | 0 | 0 | 0 | 0 | 0 | 0 | 0 | 0 | 33.25
33.5 | 4.2807e-07 | 4.2807e-07 | 1.0702e-07 | 0.040894 | 0 | 0 | 0 | 0 | 0 | 0% | 75768.1008 | 16240.9463 | 2117.4921 | 1 | 0 | 1.19e-07 | 1.072e-07 | 0 | 0 | 0 | 0 | 0 | 0 | 0 | 0 | 0 | 0 | 0 | 0 | 0 | 0 | 0 | 0 | 0 | 0 | 0 | 0 | 0 | 0 | 0 | 0 | 0 | 0 | 0 | 0 | 0 | 0 | 0 | 0 | 0 | 0 | 0 | 0 | 0 | 0 | 0 | 0 | 0 | 0 | 0 | 0 | 0 | 0 | 0 | 0 | 0 | 0 | 0 | 0 | 0 | 0 | 0 | 0 | 0 | 0 | 0 | 0 | 0 | 0 | 0 | 0 | 0 | 0 | 0 | 0 | 0 | 0 | 0 | 0 | 0 | 0 | 0 | 0 | 0 | 0 | 0 | 0 | 0 | 0 | 0 | 0 | 0 | 0 | 0 | 0 | 0 | 0 | 0 | 0 | 0 | 0 | 0 | 0 | 0 | 0 | 0 | 0 | 0 | 0 | 33.5
33.75 | 3.4695e-07 | 3.4695e-07 | 8.6737e-08 | 0.033892 | 0 | 0 | 0 | 0 | 0 | 0% | 77477.092 | 16392.2818 | 2117.4921 | 1 | 0 | 9.6536e-08 | 8.6892e-08 | 0 | 0 | 0 | 0 | 0 | 0 | 0 | 0 | 0 | 0 | 0 | 0 | 0 | 0 | 0 | 0 | 0 | 0 | 0 | 0 | 0 | 0 | 0 | 0 | 0 | 0 | 0 | 0 | 0 | 0 | 0 | 0 | 0 | 0 | 0 | 0 | 0 | 0 | 0 | 0 | 0 | 0 | 0 | 0 | 0 | 0 | 0 | 0 | 0 | 0 | 0 | 0 | 0 | 0 | 0 | 0 | 0 | 0 | 0 | 0 | 0 | 0 | 0 | 0 | 0 | 0 | 0 | 0 | 0 | 0 | 0 | 0 | 0 | 0 | 0 | 0 | 0 | 0 | 0 | 0 | 0 | 0 | 0 | 0 | 0 | 0 | 0 | 0 | 0 | 0 | 0 | 0 | 0 | 0 | 0 | 0 | 0 | 0 | 0 | 0 | 0 | 0 | 33.75
34 | 2.8073e-07 | 2.8073e-07 | 7.0183e-08 | 0.028037 | 0 | 0 | 0 | 0 | 0 | 0% | 79211.5901 | 16543.6172 | 2117.4921 | 1 | 0 | 7.8179e-08 | 7.031e-08 | 0 | 0 | 0 | 0 | 0 | 0 | 0 | 0 | 0 | 0 | 0 | 0 | 0 | 0 | 0 | 0 | 0 | 0 | 0 | 0 | 0 | 0 | 0 | 0 | 0 | 0 | 0 | 0 | 0 | 0 | 0 | 0 | 0 | 0 | 0 | 0 | 0 | 0 | 0 | 0 | 0 | 0 | 0 | 0 | 0 | 0 | 0 | 0 | 0 | 0 | 0 | 0 | 0 | 0 | 0 | 0 | 0 | 0 | 0 | 0 | 0 | 0 | 0 | 0 | 0 | 0 | 0 | 0 | 0 | 0 | 0 | 0 | 0 | 0 | 0 | 0 | 0 | 0 | 0 | 0 | 0 | 0 | 0 | 0 | 0 | 0 | 0 | 0 | 0 | 0 | 0 | 0 | 0 | 0 | 0 | 0 | 0 | 0 | 0 | 0 | 0 | 0 | 34
34.25 | 2.2677e-07 | 2.2677e-07 | 5.6693e-08 | 0.023152 | 0 | 0 | 0 | 0 | 0 | 0% | 80971.784 | 16694.9527 | 2117.4921 | 1 | 0 | 6.3207e-08 | 5.6797e-08 | 0 | 0 | 0 | 0 | 0 | 0 | 0 | 0 | 0 | 0 | 0 | 0 | 0 | 0 | 0 | 0 | 0 | 0 | 0 | 0 | 0 | 0 | 0 | 0 | 0 | 0 | 0 | 0 | 0 | 0 | 0 | 0 | 0 | 0 | 0 | 0 | 0 | 0 | 0 | 0 | 0 | 0 | 0 | 0 | 0 | 0 | 0 | 0 | 0 | 0 | 0 | 0 | 0 | 0 | 0 | 0 | 0 | 0 | 0 | 0 | 0 | 0 | 0 | 0 | 0 | 0 | 0 | 0 | 0 | 0 | 0 | 0 | 0 | 0 | 0 | 0 | 0 | 0 | 0 | 0 | 0 | 0 | 0 | 0 | 0 | 0 | 0 | 0 | 0 | 0 | 0 | 0 | 0 | 0 | 0 | 0 | 0 | 0 | 0 | 0 | 0 | 0 | 34.25
34.5 | 1.8288e-07 | 1.8288e-07 | 4.572e-08 | 0.019082 | 0 | 0 | 0 | 0 | 0 | 0% | 82757.8626 | 16846.2881 | 2117.4921 | 1 | 0 | 5.1017e-08 | 4.5805e-08 | 0 | 0 | 0 | 0 | 0 | 0 | 0 | 0 | 0 | 0 | 0 | 0 | 0 | 0 | 0 | 0 | 0 | 0 | 0 | 0 | 0 | 0 | 0 | 0 | 0 | 0 | 0 | 0 | 0 | 0 | 0 | 0 | 0 | 0 | 0 | 0 | 0 | 0 | 0 | 0 | 0 | 0 | 0 | 0 | 0 | 0 | 0 | 0 | 0 | 0 | 0 | 0 | 0 | 0 | 0 | 0 | 0 | 0 | 0 | 0 | 0 | 0 | 0 | 0 | 0 | 0 | 0 | 0 | 0 | 0 | 0 | 0 | 0 | 0 | 0 | 0 | 0 | 0 | 0 | 0 | 0 | 0 | 0 | 0 | 0 | 0 | 0 | 0 | 0 | 0 | 0 | 0 | 0 | 0 | 0 | 0 | 0 | 0 | 0 | 0 | 0 | 0 | 34.5
34.75 | 1.4723e-07 | 1.4723e-07 | 3.6809e-08 | 0.015699 | 0 | 0 | 0 | 0 | 0 | 0% | 84570.0149 | 16997.6236 | 2117.4921 | 1 | 0 | 4.1109e-08 | 3.6879e-08 | 0 | 0 | 0 | 0 | 0 | 0 | 0 | 0 | 0 | 0 | 0 | 0 | 0 | 0 | 0 | 0 | 0 | 0 | 0 | 0 | 0 | 0 | 0 | 0 | 0 | 0 | 0 | 0 | 0 | 0 | 0 | 0 | 0 | 0 | 0 | 0 | 0 | 0 | 0 | 0 | 0 | 0 | 0 | 0 | 0 | 0 | 0 | 0 | 0 | 0 | 0 | 0 | 0 | 0 | 0 | 0 | 0 | 0 | 0 | 0 | 0 | 0 | 0 | 0 | 0 | 0 | 0 | 0 | 0 | 0 | 0 | 0 | 0 | 0 | 0 | 0 | 0 | 0 | 0 | 0 | 0 | 0 | 0 | 0 | 0 | 0 | 0 | 0 | 0 | 0 | 0 | 0 | 0 | 0 | 0 | 0 | 0 | 0 | 0 | 0 | 0 | 0 | 34.75
35 | 1.1834e-07 | 1.1834e-07 | 2.9585e-08 | 0.012893 | 0 | 0 | 0 | 0 | 0 | 0% | 86408.4298 | 17148.959 | 2117.4921 | 1 | 0 | 3.307e-08 | 2.9642e-08 | 0 | 0 | 0 | 0 | 0 | 0 | 0 | 0 | 0 | 0 | 0 | 0 | 0 | 0 | 0 | 0 | 0 | 0 | 0 | 0 | 0 | 0 | 0 | 0 | 0 | 0 | 0 | 0 | 0 | 0 | 0 | 0 | 0 | 0 | 0 | 0 | 0 | 0 | 0 | 0 | 0 | 0 | 0 | 0 | 0 | 0 | 0 | 0 | 0 | 0 | 0 | 0 | 0 | 0 | 0 | 0 | 0 | 0 | 0 | 0 | 0 | 0 | 0 | 0 | 0 | 0 | 0 | 0 | 0 | 0 | 0 | 0 | 0 | 0 | 0 | 0 | 0 | 0 | 0 | 0 | 0 | 0 | 0 | 0 | 0 | 0 | 0 | 0 | 0 | 0 | 0 | 0 | 0 | 0 | 0 | 0 | 0 | 0 | 0 | 0 | 0 | 0 | 35
35.25 | 9.4958e-08 | 9.4958e-08 | 2.374e-08 | 0.010569 | 0 | 0 | 0 | 0 | 0 | 0% | 88273.2963 | 17300.2945 | 2117.4921 | 1 | 0 | 2.6559e-08 | 2.3786e-08 | 0 | 0 | 0 | 0 | 0 | 0 | 0 | 0 | 0 | 0 | 0 | 0 | 0 | 0 | 0 | 0 | 0 | 0 | 0 | 0 | 0 | 0 | 0 | 0 | 0 | 0 | 0 | 0 | 0 | 0 | 0 | 0 | 0 | 0 | 0 | 0 | 0 | 0 | 0 | 0 | 0 | 0 | 0 | 0 | 0 | 0 | 0 | 0 | 0 | 0 | 0 | 0 | 0 | 0 | 0 | 0 | 0 | 0 | 0 | 0 | 0 | 0 | 0 | 0 | 0 | 0 | 0 | 0 | 0 | 0 | 0 | 0 | 0 | 0 | 0 | 0 | 0 | 0 | 0 | 0 | 0 | 0 | 0 | 0 | 0 | 0 | 0 | 0 | 0 | 0 | 0 | 0 | 0 | 0 | 0 | 0 | 0 | 0 | 0 | 0 | 0 | 0 | 35.25
35.5 | 7.6069e-08 | 7.6069e-08 | 1.9017e-08 | 0.0086477 | 0 | 0 | 0 | 0 | 0 | 0% | 90164.8033 | 17451.6299 | 2117.4921 | 1 | 0 | 2.1294e-08 | 1.9055e-08 | 0 | 0 | 0 | 0 | 0 | 0 | 0 | 0 | 0 | 0 | 0 | 0 | 0 | 0 | 0 | 0 | 0 | 0 | 0 | 0 | 0 | 0 | 0 | 0 | 0 | 0 | 0 | 0 | 0 | 0 | 0 | 0 | 0 | 0 | 0 | 0 | 0 | 0 | 0 | 0 | 0 | 0 | 0 | 0 | 0 | 0 | 0 | 0 | 0 | 0 | 0 | 0 | 0 | 0 | 0 | 0 | 0 | 0 | 0 | 0 | 0 | 0 | 0 | 0 | 0 | 0 | 0 | 0 | 0 | 0 | 0 | 0 | 0 | 0 | 0 | 0 | 0 | 0 | 0 | 0 | 0 | 0 | 0 | 0 | 0 | 0 | 0 | 0 | 0 | 0 | 0 | 0 | 0 | 0 | 0 | 0 | 0 | 0 | 0 | 0 | 0 | 0 | 35.5
35.75 | 6.0836e-08 | 6.0836e-08 | 1.5209e-08 | 0.0070631 | 0 | 0 | 0 | 0 | 0 | 0% | 92083.1397 | 17602.9654 | 2117.4921 | 1 | 0 | 1.7045e-08 | 1.524e-08 | 0 | 0 | 0 | 0 | 0 | 0 | 0 | 0 | 0 | 0 | 0 | 0 | 0 | 0 | 0 | 0 | 0 | 0 | 0 | 0 | 0 | 0 | 0 | 0 | 0 | 0 | 0 | 0 | 0 | 0 | 0 | 0 | 0 | 0 | 0 | 0 | 0 | 0 | 0 | 0 | 0 | 0 | 0 | 0 | 0 | 0 | 0 | 0 | 0 | 0 | 0 | 0 | 0 | 0 | 0 | 0 | 0 | 0 | 0 | 0 | 0 | 0 | 0 | 0 | 0 | 0 | 0 | 0 | 0 | 0 | 0 | 0 | 0 | 0 | 0 | 0 | 0 | 0 | 0 | 0 | 0 | 0 | 0 | 0 | 0 | 0 | 0 | 0 | 0 | 0 | 0 | 0 | 0 | 0 | 0 | 0 | 0 | 0 | 0 | 0 | 0 | 0 | 35.75
36 | 4.8572e-08 | 4.8572e-08 | 1.2143e-08 | 0.0057584 | 0 | 0 | 0 | 0 | 0 | 0% | 94028.4945 | 17754.3008 | 2117.4921 | 1 | 0 | 1.362e-08 | 1.2168e-08 | 0 | 0 | 0 | 0 | 0 | 0 | 0 | 0 | 0 | 0 | 0 | 0 | 0 | 0 | 0 | 0 | 0 | 0 | 0 | 0 | 0 | 0 | 0 | 0 | 0 | 0 | 0 | 0 | 0 | 0 | 0 | 0 | 0 | 0 | 0 | 0 | 0 | 0 | 0 | 0 | 0 | 0 | 0 | 0 | 0 | 0 | 0 | 0 | 0 | 0 | 0 | 0 | 0 | 0 | 0 | 0 | 0 | 0 | 0 | 0 | 0 | 0 | 0 | 0 | 0 | 0 | 0 | 0 | 0 | 0 | 0 | 0 | 0 | 0 | 0 | 0 | 0 | 0 | 0 | 0 | 0 | 0 | 0 | 0 | 0 | 0 | 0 | 0 | 0 | 0 | 0 | 0 | 0 | 0 | 0 | 0 | 0 | 0 | 0 | 0 | 0 | 0 | 36
36.25 | 3.8716e-08 | 3.8716e-08 | 9.6789e-09 | 0.0046862 | 0 | 0 | 0 | 0 | 0 | 0% | 96001.0566 | 17905.6363 | 2117.4921 | 1 | 0 | 1.0866e-08 | 9.6992e-09 | 0 | 0 | 0 | 0 | 0 | 0 | 0 | 0 | 0 | 0 | 0 | 0 | 0 | 0 | 0 | 0 | 0 | 0 | 0 | 0 | 0 | 0 | 0 | 0 | 0 | 0 | 0 | 0 | 0 | 0 | 0 | 0 | 0 | 0 | 0 | 0 | 0 | 0 | 0 | 0 | 0 | 0 | 0 | 0 | 0 | 0 | 0 | 0 | 0 | 0 | 0 | 0 | 0 | 0 | 0 | 0 | 0 | 0 | 0 | 0 | 0 | 0 | 0 | 0 | 0 | 0 | 0 | 0 | 0 | 0 | 0 | 0 | 0 | 0 | 0 | 0 | 0 | 0 | 0 | 0 | 0 | 0 | 0 | 0 | 0 | 0 | 0 | 0 | 0 | 0 | 0 | 0 | 0 | 0 | 0 | 0 | 0 | 0 | 0 | 0 | 0 | 0 | 36.25
36.5 | 3.0808e-08 | 3.0808e-08 | 7.7021e-09 | 0.0038068 | 0 | 0 | 0 | 0 | 0 | 0% | 98001.015 | 18056.9717 | 2117.4921 | 1 | 0 | 8.6541e-09 | 7.7184e-09 | 0 | 0 | 0 | 0 | 0 | 0 | 0 | 0 | 0 | 0 | 0 | 0 | 0 | 0 | 0 | 0 | 0 | 0 | 0 | 0 | 0 | 0 | 0 | 0 | 0 | 0 | 0 | 0 | 0 | 0 | 0 | 0 | 0 | 0 | 0 | 0 | 0 | 0 | 0 | 0 | 0 | 0 | 0 | 0 | 0 | 0 | 0 | 0 | 0 | 0 | 0 | 0 | 0 | 0 | 0 | 0 | 0 | 0 | 0 | 0 | 0 | 0 | 0 | 0 | 0 | 0 | 0 | 0 | 0 | 0 | 0 | 0 | 0 | 0 | 0 | 0 | 0 | 0 | 0 | 0 | 0 | 0 | 0 | 0 | 0 | 0 | 0 | 0 | 0 | 0 | 0 | 0 | 0 | 0 | 0 | 0 | 0 | 0 | 0 | 0 | 0 | 0 | 36.5
36.75 | 2.4475e-08 | 2.4475e-08 | 6.1188e-09 | 0.0030868 | 0 | 0 | 0 | 0 | 0 | 0% | 100028.5586 | 18208.3072 | 2117.4921 | 1 | 0 | 6.8811e-09 | 6.132e-09 | 0 | 0 | 0 | 0 | 0 | 0 | 0 | 0 | 0 | 0 | 0 | 0 | 0 | 0 | 0 | 0 | 0 | 0 | 0 | 0 | 0 | 0 | 0 | 0 | 0 | 0 | 0 | 0 | 0 | 0 | 0 | 0 | 0 | 0 | 0 | 0 | 0 | 0 | 0 | 0 | 0 | 0 | 0 | 0 | 0 | 0 | 0 | 0 | 0 | 0 | 0 | 0 | 0 | 0 | 0 | 0 | 0 | 0 | 0 | 0 | 0 | 0 | 0 | 0 | 0 | 0 | 0 | 0 | 0 | 0 | 0 | 0 | 0 | 0 | 0 | 0 | 0 | 0 | 0 | 0 | 0 | 0 | 0 | 0 | 0 | 0 | 0 | 0 | 0 | 0 | 0 | 0 | 0 | 0 | 0 | 0 | 0 | 0 | 0 | 0 | 0 | 0 | 36.75
37 | 1.9412e-08 | 1.9412e-08 | 4.8529e-09 | 0.0024985 | 0 | 0 | 0 | 0 | 0 | 0% | 102083.8763 | 18359.6426 | 2117.4921 | 1 | 0 | 5.4622e-09 | 4.8635e-09 | 0 | 0 | 0 | 0 | 0 | 0 | 0 | 0 | 0 | 0 | 0 | 0 | 0 | 0 | 0 | 0 | 0 | 0 | 0 | 0 | 0 | 0 | 0 | 0 | 0 | 0 | 0 | 0 | 0 | 0 | 0 | 0 | 0 | 0 | 0 | 0 | 0 | 0 | 0 | 0 | 0 | 0 | 0 | 0 | 0 | 0 | 0 | 0 | 0 | 0 | 0 | 0 | 0 | 0 | 0 | 0 | 0 | 0 | 0 | 0 | 0 | 0 | 0 | 0 | 0 | 0 | 0 | 0 | 0 | 0 | 0 | 0 | 0 | 0 | 0 | 0 | 0 | 0 | 0 | 0 | 0 | 0 | 0 | 0 | 0 | 0 | 0 | 0 | 0 | 0 | 0 | 0 | 0 | 0 | 0 | 0 | 0 | 0 | 0 | 0 | 0 | 0 | 37
37.25 | 1.537e-08 | 1.537e-08 | 3.8425e-09 | 0.0020187 | 0 | 0 | 0 | 0 | 0 | 0% | 104167.1571 | 18510.9781 | 2117.4921 | 1 | 0 | 4.3287e-09 | 3.851e-09 | 0 | 0 | 0 | 0 | 0 | 0 | 0 | 0 | 0 | 0 | 0 | 0 | 0 | 0 | 0 | 0 | 0 | 0 | 0 | 0 | 0 | 0 | 0 | 0 | 0 | 0 | 0 | 0 | 0 | 0 | 0 | 0 | 0 | 0 | 0 | 0 | 0 | 0 | 0 | 0 | 0 | 0 | 0 | 0 | 0 | 0 | 0 | 0 | 0 | 0 | 0 | 0 | 0 | 0 | 0 | 0 | 0 | 0 | 0 | 0 | 0 | 0 | 0 | 0 | 0 | 0 | 0 | 0 | 0 | 0 | 0 | 0 | 0 | 0 | 0 | 0 | 0 | 0 | 0 | 0 | 0 | 0 | 0 | 0 | 0 | 0 | 0 | 0 | 0 | 0 | 0 | 0 | 0 | 0 | 0 | 0 | 0 | 0 | 0 | 0 | 0 | 0 | 37.25
37.5 | 1.215e-08 | 1.215e-08 | 3.0374e-09 | 0.0016281 | 0 | 0 | 0 | 0 | 0 | 0% | 106278.5899 | 18662.3135 | 2117.4921 | 1 | 0 | 3.4247e-09 | 3.0443e-09 | 0 | 0 | 0 | 0 | 0 | 0 | 0 | 0 | 0 | 0 | 0 | 0 | 0 | 0 | 0 | 0 | 0 | 0 | 0 | 0 | 0 | 0 | 0 | 0 | 0 | 0 | 0 | 0 | 0 | 0 | 0 | 0 | 0 | 0 | 0 | 0 | 0 | 0 | 0 | 0 | 0 | 0 | 0 | 0 | 0 | 0 | 0 | 0 | 0 | 0 | 0 | 0 | 0 | 0 | 0 | 0 | 0 | 0 | 0 | 0 | 0 | 0 | 0 | 0 | 0 | 0 | 0 | 0 | 0 | 0 | 0 | 0 | 0 | 0 | 0 | 0 | 0 | 0 | 0 | 0 | 0 | 0 | 0 | 0 | 0 | 0 | 0 | 0 | 0 | 0 | 0 | 0 | 0 | 0 | 0 | 0 | 0 | 0 | 0 | 0 | 0 | 0 | 37.5
37.75 | 9.5881e-09 | 9.5881e-09 | 2.397e-09 | 0.0013107 | 0 | 0 | 0 | 0 | 0 | 0% | 108418.3637 | 18813.649 | 2117.4921 | 1 | 0 | 2.705e-09 | 2.4025e-09 | 0 | 0 | 0 | 0 | 0 | 0 | 0 | 0 | 0 | 0 | 0 | 0 | 0 | 0 | 0 | 0 | 0 | 0 | 0 | 0 | 0 | 0 | 0 | 0 | 0 | 0 | 0 | 0 | 0 | 0 | 0 | 0 | 0 | 0 | 0 | 0 | 0 | 0 | 0 | 0 | 0 | 0 | 0 | 0 | 0 | 0 | 0 | 0 | 0 | 0 | 0 | 0 | 0 | 0 | 0 | 0 | 0 | 0 | 0 | 0 | 0 | 0 | 0 | 0 | 0 | 0 | 0 | 0 | 0 | 0 | 0 | 0 | 0 | 0 | 0 | 0 | 0 | 0 | 0 | 0 | 0 | 0 | 0 | 0 | 0 | 0 | 0 | 0 | 0 | 0 | 0 | 0 | 0 | 0 | 0 | 0 | 0 | 0 | 0 | 0 | 0 | 0 | 37.75
38 | 7.5541e-09 | 7.5541e-09 | 1.8885e-09 | 0.0010533 | 0 | 0 | 0 | 0 | 0 | 0% | 110586.6673 | 18964.9844 | 2117.4921 | 1 | 0 | 2.133e-09 | 1.8929e-09 | 0 | 0 | 0 | 0 | 0 | 0 | 0 | 0 | 0 | 0 | 0 | 0 | 0 | 0 | 0 | 0 | 0 | 0 | 0 | 0 | 0 | 0 | 0 | 0 | 0 | 0 | 0 | 0 | 0 | 0 | 0 | 0 | 0 | 0 | 0 | 0 | 0 | 0 | 0 | 0 | 0 | 0 | 0 | 0 | 0 | 0 | 0 | 0 | 0 | 0 | 0 | 0 | 0 | 0 | 0 | 0 | 0 | 0 | 0 | 0 | 0 | 0 | 0 | 0 | 0 | 0 | 0 | 0 | 0 | 0 | 0 | 0 | 0 | 0 | 0 | 0 | 0 | 0 | 0 | 0 | 0 | 0 | 0 | 0 | 0 | 0 | 0 | 0 | 0 | 0 | 0 | 0 | 0 | 0 | 0 | 0 | 0 | 0 | 0 | 0 | 0 | 0 | 38
38.25 | 5.9416e-09 | 5.9416e-09 | 1.4854e-09 | 0.00084491 | 0 | 0 | 0 | 0 | 0 | 0% | 112783.6898 | 19116.3199 | 2117.4921 | 1 | 0 | 1.6791e-09 | 1.4889e-09 | 0 | 0 | 0 | 0 | 0 | 0 | 0 | 0 | 0 | 0 | 0 | 0 | 0 | 0 | 0 | 0 | 0 | 0 | 0 | 0 | 0 | 0 | 0 | 0 | 0 | 0 | 0 | 0 | 0 | 0 | 0 | 0 | 0 | 0 | 0 | 0 | 0 | 0 | 0 | 0 | 0 | 0 | 0 | 0 | 0 | 0 | 0 | 0 | 0 | 0 | 0 | 0 | 0 | 0 | 0 | 0 | 0 | 0 | 0 | 0 | 0 | 0 | 0 | 0 | 0 | 0 | 0 | 0 | 0 | 0 | 0 | 0 | 0 | 0 | 0 | 0 | 0 | 0 | 0 | 0 | 0 | 0 | 0 | 0 | 0 | 0 | 0 | 0 | 0 | 0 | 0 | 0 | 0 | 0 | 0 | 0 | 0 | 0 | 0 | 0 | 0 | 0 | 38.25
38.5 | 4.6656e-09 | 4.6656e-09 | 1.1664e-09 | 0.00067656 | 0 | 0 | 0 | 0 | 0 | 0% | 115009.6201 | 19267.6553 | 2117.4921 | 1 | 0 | 1.3197e-09 | 1.1692e-09 | 0 | 0 | 0 | 0 | 0 | 0 | 0 | 0 | 0 | 0 | 0 | 0 | 0 | 0 | 0 | 0 | 0 | 0 | 0 | 0 | 0 | 0 | 0 | 0 | 0 | 0 | 0 | 0 | 0 | 0 | 0 | 0 | 0 | 0 | 0 | 0 | 0 | 0 | 0 | 0 | 0 | 0 | 0 | 0 | 0 | 0 | 0 | 0 | 0 | 0 | 0 | 0 | 0 | 0 | 0 | 0 | 0 | 0 | 0 | 0 | 0 | 0 | 0 | 0 | 0 | 0 | 0 | 0 | 0 | 0 | 0 | 0 | 0 | 0 | 0 | 0 | 0 | 0 | 0 | 0 | 0 | 0 | 0 | 0 | 0 | 0 | 0 | 0 | 0 | 0 | 0 | 0 | 0 | 0 | 0 | 0 | 0 | 0 | 0 | 0 | 0 | 0 | 38.5
38.75 | 3.6576e-09 | 3.6576e-09 | 9.144e-10 | 0.00054078 | 0 | 0 | 0 | 0 | 0 | 0% | 117264.6471 | 19418.9908 | 2117.4921 | 1 | 0 | 1.0354e-09 | 9.1661e-10 | 0 | 0 | 0 | 0 | 0 | 0 | 0 | 0 | 0 | 0 | 0 | 0 | 0 | 0 | 0 | 0 | 0 | 0 | 0 | 0 | 0 | 0 | 0 | 0 | 0 | 0 | 0 | 0 | 0 | 0 | 0 | 0 | 0 | 0 | 0 | 0 | 0 | 0 | 0 | 0 | 0 | 0 | 0 | 0 | 0 | 0 | 0 | 0 | 0 | 0 | 0 | 0 | 0 | 0 | 0 | 0 | 0 | 0 | 0 | 0 | 0 | 0 | 0 | 0 | 0 | 0 | 0 | 0 | 0 | 0 | 0 | 0 | 0 | 0 | 0 | 0 | 0 | 0 | 0 | 0 | 0 | 0 | 0 | 0 | 0 | 0 | 0 | 0 | 0 | 0 | 0 | 0 | 0 | 0 | 0 | 0 | 0 | 0 | 0 | 0 | 0 | 0 | 38.75
39 | 2.8626e-09 | 2.8626e-09 | 7.1565e-10 | 0.00043148 | 0 | 0 | 0 | 0 | 0 | 0% | 119548.9597 | 19570.3262 | 2117.4921 | 1 | 0 | 8.1108e-10 | 7.174e-10 | 0 | 0 | 0 | 0 | 0 | 0 | 0 | 0 | 0 | 0 | 0 | 0 | 0 | 0 | 0 | 0 | 0 | 0 | 0 | 0 | 0 | 0 | 0 | 0 | 0 | 0 | 0 | 0 | 0 | 0 | 0 | 0 | 0 | 0 | 0 | 0 | 0 | 0 | 0 | 0 | 0 | 0 | 0 | 0 | 0 | 0 | 0 | 0 | 0 | 0 | 0 | 0 | 0 | 0 | 0 | 0 | 0 | 0 | 0 | 0 | 0 | 0 | 0 | 0 | 0 | 0 | 0 | 0 | 0 | 0 | 0 | 0 | 0 | 0 | 0 | 0 | 0 | 0 | 0 | 0 | 0 | 0 | 0 | 0 | 0 | 0 | 0 | 0 | 0 | 0 | 0 | 0 | 0 | 0 | 0 | 0 | 0 | 0 | 0 | 0 | 0 | 0 | 39
39.25 | 2.2367e-09 | 2.2367e-09 | 5.5917e-10 | 0.00034366 | 0 | 0 | 0 | 0 | 0 | 0% | 121862.747 | 19721.6617 | 2117.4921 | 1 | 0 | 6.3428e-10 | 5.6056e-10 | 0 | 0 | 0 | 0 | 0 | 0 | 0 | 0 | 0 | 0 | 0 | 0 | 0 | 0 | 0 | 0 | 0 | 0 | 0 | 0 | 0 | 0 | 0 | 0 | 0 | 0 | 0 | 0 | 0 | 0 | 0 | 0 | 0 | 0 | 0 | 0 | 0 | 0 | 0 | 0 | 0 | 0 | 0 | 0 | 0 | 0 | 0 | 0 | 0 | 0 | 0 | 0 | 0 | 0 | 0 | 0 | 0 | 0 | 0 | 0 | 0 | 0 | 0 | 0 | 0 | 0 | 0 | 0 | 0 | 0 | 0 | 0 | 0 | 0 | 0 | 0 | 0 | 0 | 0 | 0 | 0 | 0 | 0 | 0 | 0 | 0 | 0 | 0 | 0 | 0 | 0 | 0 | 0 | 0 | 0 | 0 | 0 | 0 | 0 | 0 | 0 | 0 | 39.25
39.5 | 1.7447e-09 | 1.7447e-09 | 4.3618e-10 | 0.00027323 | 0 | 0 | 0 | 0 | 0 | 0% | 124206.1978 | 19872.9971 | 2117.4921 | 1 | 0 | 4.952e-10 | 4.3728e-10 | 0 | 0 | 0 | 0 | 0 | 0 | 0 | 0 | 0 | 0 | 0 | 0 | 0 | 0 | 0 | 0 | 0 | 0 | 0 | 0 | 0 | 0 | 0 | 0 | 0 | 0 | 0 | 0 | 0 | 0 | 0 | 0 | 0 | 0 | 0 | 0 | 0 | 0 | 0 | 0 | 0 | 0 | 0 | 0 | 0 | 0 | 0 | 0 | 0 | 0 | 0 | 0 | 0 | 0 | 0 | 0 | 0 | 0 | 0 | 0 | 0 | 0 | 0 | 0 | 0 | 0 | 0 | 0 | 0 | 0 | 0 | 0 | 0 | 0 | 0 | 0 | 0 | 0 | 0 | 0 | 0 | 0 | 0 | 0 | 0 | 0 | 0 | 0 | 0 | 0 | 0 | 0 | 0 | 0 | 0 | 0 | 0 | 0 | 0 | 0 | 0 | 0 | 39.5
39.75 | 1.3587e-09 | 1.3587e-09 | 3.3968e-10 | 0.00021685 | 0 | 0 | 0 | 0 | 0 | 0% | 126579.501 | 20024.3326 | 2117.4921 | 1 | 0 | 3.8598e-10 | 3.4055e-10 | 0 | 0 | 0 | 0 | 0 | 0 | 0 | 0 | 0 | 0 | 0 | 0 | 0 | 0 | 0 | 0 | 0 | 0 | 0 | 0 | 0 | 0 | 0 | 0 | 0 | 0 | 0 | 0 | 0 | 0 | 0 | 0 | 0 | 0 | 0 | 0 | 0 | 0 | 0 | 0 | 0 | 0 | 0 | 0 | 0 | 0 | 0 | 0 | 0 | 0 | 0 | 0 | 0 | 0 | 0 | 0 | 0 | 0 | 0 | 0 | 0 | 0 | 0 | 0 | 0 | 0 | 0 | 0 | 0 | 0 | 0 | 0 | 0 | 0 | 0 | 0 | 0 | 0 | 0 | 0 | 0 | 0 | 0 | 0 | 0 | 0 | 0 | 0 | 0 | 0 | 0 | 0 | 0 | 0 | 0 | 0 | 0 | 0 | 0 | 0 | 0 | 0 | 39.75
40 | 1.0564e-09 | 1.0564e-09 | 2.6409e-10 | 0.00017179 | 0 | 0 | 0 | 0 | 0 | 0% | 128982.8457 | 20175.668 | 2117.4921 | 1 | 0 | 3.0034e-10 | 2.6478e-10 | 0 | 0 | 0 | 0 | 0 | 0 | 0 | 0 | 0 | 0 | 0 | 0 | 0 | 0 | 0 | 0 | 0 | 0 | 0 | 0 | 0 | 0 | 0 | 0 | 0 | 0 | 0 | 0 | 0 | 0 | 0 | 0 | 0 | 0 | 0 | 0 | 0 | 0 | 0 | 0 | 0 | 0 | 0 | 0 | 0 | 0 | 0 | 0 | 0 | 0 | 0 | 0 | 0 | 0 | 0 | 0 | 0 | 0 | 0 | 0 | 0 | 0 | 0 | 0 | 0 | 0 | 0 | 0 | 0 | 0 | 0 | 0 | 0 | 0 | 0 | 0 | 0 | 0 | 0 | 0 | 0 | 0 | 0 | 0 | 0 | 0 | 0 | 0 | 0 | 0 | 0 | 0 | 0 | 0 | 0 | 0 | 0 | 0 | 0 | 0 | 0 | 0 | 40
[13 empty] | Capacity (kW) | [6 empty] | 1910 | 1500 | 3500 | 5000 | 1500 | 3500 | 5000 | 1500 | 3500 | 5000 | 1500 | 1500 | 750 | 900 | 900 | 5000 | 1300 | 2500 | 2500 | 2500 | 2500 | 2000 | 2000 | 2000 | 2000 | 550 | 750 | 1500 | 1500 | 2500 | 2500 | 2500 | 800 | 850 | 2000 | 2000 | 2000 | 1500 | 1500 | 1500 | 2500 | 1000 | 1000 | 2400 | 2400 | 5000 | 750 | 750 | 900 | 1500 | 1650 | 600 | 1300 | 2300 | 2500 | 2500 | 2500 | 2500 | 1650 | 1650 | 2050 | 2050 | 3300 | 5000 | 2300 | 3600 | 2300 | 2300 | 2300 | 2300 | 3600 | 950 | 1250 | 2100 | 600 | 1500 | 600 | 600 | 600 | 600 | 660 | 1650 | 1800 | 2000 | 2000 | 1800 | 2000 | 1800 | 2000 | 3000 | 1800 | 1950 | 1800 | 2600 | 3000 | 3000 | 850 | 1650 | 3000 | 7000
[13 empty] | Rotor Diameter (m) | [6 empty] | 96.9 | 74 | 112 | 135 | 80 | 123 | 146 | 84 | 129 | 154 | 70 | 77 | 52 | 52 | 54 | 122 | 62 | 100 | 96 | 93 | 89 | 80 | 93 | 93 | 93 | 40 | 50 | 70 | 77 | 80 | 90 | 100 | 52 | 52 | 80 | 87 | 90 | 70 | 77 | 82.5 | 100 | 57 | 61.4 | 92 | 95 | 116 | 44 | 48 | 52 | 72 | 82 | 43 | 60 | 90 | 80 | 90 | 90 | 100 | 77 | 82 | 82 | 92 | 104 | 126 | 93 | 107 | 82.4 | 101 | 108 | 113 | 120 | 64 | 64 | 88 | 52 | 82 | 46 | 48 | 42 | 44 | 47 | 82 | 80 | 80 | 80 | 90 | 90 | 90 | 90 | 90 | 100 | 100 | 100 | 100 | 112 | 112 | 52 | 66 | 112 | 164
[13 empty] | IEC Class | [7 empty] | I | I | I | II | II | II | III | III | III | I,II | II,III | unknown | II | III | unknown | unknown | Class S | Class IIb | Class IIa | Class Ia | I/II | IIa/IIIa | IIa/IIIa | IIa/IIIa | unknown | unknown | not listed | not listed | Ia | IIa | IIIa | unknown | Ia | Ia | IIa | IIIa | unknown | IIa | IIIb | IIb/IIIa | I | not listed | IIa | IIa | unknown | not listed | not listed | I | not listed | III | not listed | Ia | II | I | Ia | IIa | IIIa | IIa/IIIa | IIa/IIIa | Ia | IIa | IIa | unknown | not listed | not listed | Ia | unknown | unknown | unknown | unknown | unknown | II | IIa | IIa | IIIa | unknown | unknown | unknown | unknown | not listed | IIa | I | Ia | Ia | IIa | IIIa | Iia | Ia/IIIa | Ia/IIa | IIa/IIIa | Iib | Iia/IIIa | Iib | IIa/IIIa | S | I/II | unknown | Ib | S
Note on C14: On Error; Either Rotor Diameter Too Small, Tip Speed Too High, or TSR too Low
Note on B18: Lee Jay Fingersh: 2/3 of the distance from where the end of region 2 would be at rated power to where a linear extrapolation of the slope at the end of region 2 would be at rated power. Since we don't have the Cp-TSR curve or any way to derive it, an estimate of the performance in region 2 1/2 is required. A linear power vs. windspeed characteristic is assumed and this "2/3" approximation of the location of the windspeed at rated power has been derived from BEM models of large machines.
Note on B19: Lee Jay Fingersh: 0.02 matches GEC original model
Note on C19: Lee Jay Fingersh: Losses that are constant with varying power (hotel loads, for example)
Note on E19: Lee Jay Fingersh: 0.02 matches GEC original model
Note on B20: Lee Jay Fingersh: 0.055 matches GEC original model
Note on C20: Lee Jay Fingersh: Losses that are linear with varying power (switching losses, for example)
Note on E20: Lee Jay Fingersh: 0.055 matches GEC original model
Note on B21: Lee Jay Fingersh: 0 matches GEC original model
Note on C21: Lee Jay Fingersh: Losses that are quadratic with varying power (I^2 * R, for example)
Note on E21: Lee Jay Fingersh: 0 matches GEC original model
Note on I50: mhand: Data read from power curve in manufacturer brochures. Linear interpolation between points from curve; not always a very good fit
Note on AI50: BMaples: Data read from power curve in BARD brochure. Linear interpolation between points read from brochure.
Note on BJ50: BMaples: Data read from power curve in Multibrid brochure. Linear interpolation between points read from brochure.
Note on BZ50: BMaples: Data read from power curve in RePower brochure. Linear interpolation between points read from brochure.

## PPI Calculation
Based on Combined Land Based-Offshore Turbine Cost Model. V2.01.12
Note: This Model Contains Proprietary or Wind Technology Protected Data, and Should Not Be Released Outside of the DOE/NREL/SNL, until Further Notice.
Escalator Details
Component | Month | Year | PPI | NAICS Code | % of Element | Component | Month | Year | PPI | NAICS Code | % of Element
General GDP inflation index |  | 2002 | 1.029
|  | 2010 | 1.159
Escalator = |  |  | 1.1263
Baseline Blade material costs | [5 empty] | Advanced Blade material costs
(composed of 60% Fiberglass fabric, 23% Vinyl Esters and Resins, 8% root studs, 9% core) from SAND2003-1428 | [5 empty] | (composed of 61% Fiberglass fabric, 27% Vinyl Esters and Resins, 3% root studs, 9% core) from SAND2004-0074
Fiberglass Fabric |  |  |  |  | 60% | Fiberglass Fabric |  |  |  |  | 61%
September 2002 PPI | 9 | 2002 | 101.7 | 327123 |  | September 2002 PPI | 9 | 2003 | 95.2 | 327123
September 2005 PPI | 13 | 2010 | 83.3 | 327123 |  | September 2005 PPI | 13 | 2010 | 83.3 | 327123
Vinyl type adhesives |  |  |  |  | 23% | Vinyl type adhesives |  |  |  |  | 27%
September 2002 PPI | 9 | 2002 | 162.1 | 3255044 |  | September 2002 PPI | 9 | 2003 | 165.9 | 3255044
September 2005 PPI | 13 | 2010 | 235.4 | 3255044 |  | September 2005 PPI | 13 | 2010 | 235.4 | 3255044
Root studs - other externally threaded fasteners including studs |  |  |  |  | 8% | Root studs - other externally threaded fasteners including studs |  |  |  |  | 3%
September 2002 PPI | 9 | 2002 | 98.6 | 332722489 |  | September 2002 PPI | 9 | 2003 | 98.6 | 332722489
September 2005 PPI | 13 | 2010 | 103.4 | 332722489 |  | September 2005 PPI | 13 | 2010 | 103.4 | 332722489
Core - Urethane and other foam products |  |  |  |  | 9% | Core - Urethane and other foam products |  |  |  |  | 9%
September 2002 PPI | 9 | 2002 | 98 | 326150P |  | General GDP inflation | 9 | 2002 | 98 | 326150P
September 2005 PPI | 13 | 2010 | 138.2 | 326150P |  |  | 13 | 2010 | 138.2 | 326150P
Cumulative Escalator = |  |  | 1.0363 |  |  | Cumulative Escalator = |  |  | 1.0752
Hub
Ductile Iron Castings NAICS 3315113 |  |  |  | 3315113
September 2002 PPI | 9 | 2002 | 113.1
September 2005 PPI | 13 | 2010 | 157.5
Escalator = |  |  | 1.3926
Pitch Mechanisms/Bearings
Bearings |  |  |  | 332991P | 50%
September 2002 PPI | 9 | 2002 | 169.2
September 2005 PPI | 13 | 2010 | 227.1
Drive Motors |  |  |  | 3353123 | 20%
September 2002 PPI | 9 | 2002 | 149.6
September 2005 PPI | 13 | 2010 | 216.2
Speed Reducer (Gearing) |  |  |  | 333612P | 20%
September 2002 PPI | 9 | 2002 | 165.2
September 2005 PPI | 13 | 2010 | 222.3
Controller and Drive - Industrial Process Control |  |  |  | 334513 | 10%
September 2002 PPI | 9 | 2002 | 157.1
September 2005 PPI | 13 | 2010 | 194
Escalator = |  |  | 1.3528
Low speed shaft
Cast carbon steel castings |  |  |  | 3315131
September 2002 PPI | 9 | 2002 | 142.9
September 2005 PPI | 13 | 2010 | 223.2
Escalator = |  |  | 1.5619
Bearings
Bearings |  |  |  | 332991P
September 2002 PPI | 9 | 2002 | 169.2
September 2005 PPI | 13 | 2010 | 227.1
Escalator = |  |  | 1.3422
Gearbox
Industrial High-speed drive & gear |  |  |  | 333612P
September 2002 PPI | 9 | 2002 | 165.2
September 2005 PPI | 13 | 2010 | 222.3
Escalator = |  |  | 1.3456
Mech brake, HS cpling etc
Motor vehicle brake parts and assemblies |  |  |  | 3363401
September 2002 PPI | 9 | 2002 | 106.7
September 2005 PPI | 13 | 2010 | 109.5
Escalator = |  |  | 1.0262
Generator
Motor and Generator Manufacturing |  |  |  | 335312P
September 2002 PPI | 9 | 2002 | 139.9
September 2005 PPI | 13 | 2010 | 183.6
Escalator = |  |  | 1.3124
Variable spd electronics
Relay and Industrial Control Mfg |  |  |  | 335314P
September 2002 PPI | 9 | 2002 | 147.4
September 2005 PPI | 13 | 2010 | 194.3
Escalator = |  |  | 1.3182
Yaw drive & bearing
Drive Motors |  |  |  | 3353123 | 50%
September 2002 PPI | 9 | 2002 | 149.6
September 2005 PPI | 13 | 2010 | 216.2
Yaw Bearing - Ball and Roller Bearings |  |  |  | 332991P | 50%
September 2002 PPI | 9 | 2002 | 169.2
September 2005 PPI | 13 | 2010 | 227.1
Escalator = |  |  | 1.3937
Main frame
Ductile Iron Castings |  |  |  | 3315113
September 2002 PPI | 9 | 2002 | 113.1
September 2005 PPI | 13 | 2010 | 157.5
Escalator = |  |  | 1.3926
Electrical connections
Switch Gear & Apparatus |  |  |  | 335313P | 25%
September 2002 PPI | 9 | 2002 | 150.4
September 2005 PPI | 13 | 2010 | 197.3
Power wire and cable NAICS 3359291 |  |  |  |  | 60%
September 2002 PPI | 9 | 2002 | 108.6
September 2005 PPI | 13 | 2010 | 227.1
Assembly Labor at GDP inflation index |  | 2002 | 1.029 |  | 15%
|  | 2010 | 1.159
Escalator = |  |  | 1.7516
Hydraulic system
Fluid Power Cylinder and Actuators |  |  |  | 3339954
September 2002 PPI | 9 | 2002 | 122.4
September 2005 PPI | 13 | 2010 | 166.2
Escalator = |  |  | 1.3578
Nacelle Covers/Nose Cone/ Spinner (composed of 65% Fiberglass fabric/35% Vinyl Esters and Resins)
Fiberglass Fabric |  |  |  | 3272123 | 55%
September 2002 PPI | 9 | 2002 | 101.7
September 2005 PPI | 13 | 2010 | 83.3
Vinyl type adhesives |  |  |  | 3255044 | 30%
September 2002 PPI | 9 | 2002 | 162.1
September 2005 PPI | 13 | 2010 | 235.4
Assembly Labor at GDP inflation index |  | 2002 | 1.029 |  | 15%
|  | 2010 | 1.159
Escalator = |  |  | 1.0551
Control, safety system
Controller and Drive - Industrial Process Control |  |  |  | 334513
September 2002 PPI | 9 | 2002 | 157.1
September 2005 PPI | 13 | 2010 | 194
Escalator = |  |  | 1.2349
Marinization
General GDP inflation index |  | 2002 | 1.029
|  | 2010 | 1.159
Escalator = |  |  | 1.1263
Offshore Warranty Premium
General GDP inflation index |  | 2002 | 1.029
|  | 2010 | 1.159
Escalator = |  |  | 1.1263
Tower
Rolled steel shape manufacturing, primary products |  |  |  | 331221
September 2002 PPI | 9 | 2002 | 117.6
September 2005 PPI | 13 | 2010 | 187.5
Escalator = |  |  | 1.5944
Monopole Foundations
Pile Driven Tower (Other Heavy Construction) |  |  |  | BHVY
September 2003 PPI | 9 | 2003 | 68.1399
September 2005 PPI | 13 | 2010 | 100.0029
Escalator = |  |  | 1.4676
Transportation Onshore/Offshore Shallow & Transitional
General Freight trucking, long-distance, truckload |  |  |  | 4841212
September 2003 PPI | 9 | 2002 | 109.9
September 2005 PPI | 13 | 2010 | 128.2
Escalator = |  |  | 1.1665
Off Shore Site Preparation/Port & Staging/Scour Protection
Other Heavy Construction |  |  |  | BHVY
September 2003 PPI | 9 | 2003 | 68.1399
September 2005 PPI | 13 | 2010 | 100.0029
Escalator = |  |  | 1.4676
Land Based Assembly & installation
Other Heavy Construction NAICS BHVY |  |  |  | BHVY
September 2003 PPI | 9 | 2002 | 67.0714
September 2005 PPI | 13 | 2010 | 100.0029
Escalator = |  |  | 1.491
Offshore Assembly & installation
Other Heavy Construction NAICS BHVY |  |  |  | BHVY
September 2003 PPI | 9 | 2003 | 68.1399
September 2005 PPI | 13 | 2010 | 100.0029
Escalator = |  |  | 1.4676
Land Based Elect interfc/connect (cost established based on transformer at 40%)
Power and distribution transformers |  |  |  | 3353119 | 40%
September 2003 PPI | 9 | 2002 | 98.2
September 2005 PPI | 13 | 2010 | 192
Switch Gear & Apparatus NAICS 335313P |  |  |  | 335313P | 15%
September 2003 PPI | 9 | 2002 | 150.4
September 2005 PPI | 13 | 2010 | 197.3
Power wire and cable NAICS 3359291 |  |  |  | 3359291 | 35%
September 2003 PPI | 9 | 2002 | 108.6
September 2005 PPI | 13 | 2010 | 227.1
Assembly Labor at GDP inflation index |  | 2002 | 1.029 |  | 10%
|  | 2010 | 1.159
Escalator = |  |  | 1.8234
Offshore Elect interfc/connect (cost established based on transformer at 5%)
Power and distribution transformers |  |  |  | 3353119 | 5%
September 2003 PPI | 9 | 2003 | 97.9
September 2005 PPI | 13 | 2010 | 192
Switch Gear & Apparatus NAICS 335313P |  |  |  | 335313P | 5%
September 2003 PPI | 9 | 2003 | 150.9
September 2005 PPI | 13 | 2010 | 197.3
Power wire and cable NAICS 3359291 |  |  |  | 3359291 | 70%
September 2003 PPI | 9 | 2003 | 119.2
September 2005 PPI | 13 | 2010 | 227.1
Assembly Labor at GDP inflation index |  | 2003 | 1.054 |  | 20%
|  | 2010 | 1.159
Escalator = |  |  | 1.717
Permits, engineering (Land Based)
General GDP inflation index |  | 2002 | 1.029
|  | 2010 | 1.159
Escalator= |  |  | 1.1263
Permits, engineering (Offshore)
General GDP inflation index |  | 2003 | 1.054
|  | 2010 | 1.159
Escalator= |  |  | 1.0996
Land Based Levelized Replacement Cost
General GDP inflation index |  | 2002 | 1.029
|  | 2010 | 1.159
Escalator= |  |  | 1.1263
Offshore Levelized Replacement
General GDP inflation index |  | 2003 | 1.054
|  | 2010 | 1.159
Escalator= |  |  | 1.0996
O&M Land Based
General GDP inflation index |  | 2002 | 1.029
|  | 2010 | 1.159
Escalator= |  |  | 1.1263
O&M Offshore
General GDP inflation index |  | 2003 | 1.054
|  | 2010 | 1.159
Escalator= |  |  | 1.0996
Land Based & Offshore Lease Cost
General GDP inflation index |  | 2002 | 1.029
|  | 2010 | 1.159
Escalator= |  |  | 1.1263
Foundations
Other Heavy Construction |  |  |  | BHVY
September 2003 PPI | 9 | 2002 | 67.0714
September 2005 PPI | 13 | 2010 | 100.0029
Escalator = |  |  | 1.491
Road & Civil Work
Highway and Street Construction |  |  |  | BHWY
September 2003 PPI | 9 | 2002 | 61.907
September 2005 PPI | 13 | 2010 | 100.0033
Escalator = |  |  | 1.6154
Personnel Access Equipment General GDP inflation index |  | 2003 | 1.054
|  | 2010 | 1.159
Escalator = |  |  | 1.0996

## PPI Look Up Table
Based on Combined Land Based-Offshore Turbine Cost Model. V2.01.12
PPI and GDP Tables
Gross Domestic Product | From gdpchg.xls downloaded from BEA website 1/2012 (http://www.bea.gov/national/index.htm#gdp)
Year | 2000 | 2001 | 2002 | 2003 | 2004 | 2005 | 2006 | 2007 | 2008 | 2009 | 2010 | 2011 | 2012 | 2013 | 2014 | 2015 | 2016 | 2017 | 2018 | 2019 | 2020
Change/2000$ From Previous Period | 4.1 | 1.1 | 1.8 | 2.5 | 3.6 | 3.1 | 2.7 | 1.9 | -0.3 | -3.5 | 3 | 1.7 | N/A | N/A | N/A | N/A | N/A | N/A | N/A | N/A | N/A
Absolute Value from Previous | 1 | 1.011 | 1.029 | 1.054 | 1.09 | 1.121 | 1.148 | 1.167 | 1.164 | 1.129 | 1.159 | 1.176 | N/A | N/A | N/A | N/A | N/A | N/A | N/A | N/A | N/A
Yellow Numbers are preliminary
| PCU3272123272121Z |  | 198306
NAICS Code | 3272123 | Glass fiber, textile-type, made by establishment producing glass | [11 empty] | Row Numbers
| Jan | Feb | Mar | Apr | May | June | Jul | Aug | Sep | Oct | Nov | Dec | Annual | [5 empty] | List of PPI for updating
Month # | 1 | 2 | 3 | 4 | 5 | 6 | 7 | 8 | 9 | 10 | 11 | 12 | 13 | 1 |  |  |  |  | PCU3272123272121Z
2000 | 94.2 | 97.9 | 100.6 | 100.7 | 101.1 | 101.4 | 100.1 | 99.5 | 101.7 | 102.1 | 100.6 | 101.7 | 100.1 | 2 |  |  |  |  | PCU3255203255204
2001 | 102.7 | 103.6 | 103.8 | 103.1 | 106.6 | 104.6 | 105.1 | 103.5 | 105.3 | 102.1 | 102.1 | 102.2 | 103.7 | 3 |  |  |  |  | PCU3315113315113
2002 | 102.3 | 100.7 | 101.3 | 98.8 | 97 | 97 | 97.8 | 100.2 | 101.7 | 96.6 | 100.6 | 100.4 | 99.5 | 4 |  |  |  |  | PCU332991332991P
2003 | 100.9 | 96.9 | 96.1 | 96.1 | 97.6 | 98.1 | 94.8 | 95.5 | 95.2 | 91.9 | 91.1 | 89.2 | 95.3 | 5 |  |  |  |  | PCU3353123353123
2004 | 87.1 | 87.4 | 86.8 | 86.1 | 86.8 | 84.2 | 88.4 | 87.1 | 88.7 | 87.2 | 87.2 | 89.1 | 87.2 | 6 |  |  |  |  | PCU333612333612P
2005 | 89 | 88.8 | 90.3 | 90.7 | 90.6 | 90.4 | 90.8 | 91.1 | 90.2 | 90.8 | 91 | 91.5 | 90.4 | 7 |  |  |  |  | PCU334513334513
2006 | 90.7 | 89.8 | 89.4 | 89.4 | 90.4 | 90.4 | 89.7 | 89.8 | 90.9 | 89.6 | 89.6 | 88.5 | 89.8 | 8 |  |  |  |  | PCU3315133315131
2007 | 89.1 | 88.1 | 86.7 | 87 | 86.7 | 87.1 | 88.1 | 87.6 | 87.5 | 87.4 | 87.6 | 87.1 | 87.5 | 9 |  |  |  |  | PCU335312335312P
2008 | 87.7 | 82.1 | 82.3 | 82.7 | 85.1 | 84.8 | 84.8 | 85.3 | 87.2 | 87.2 | 86.8 | 86.8 | 85.2 | 10 |  |  |  |  | PCU335314335314P
2009 | 88.1 | 87.9 | 87.9 | 86.6 | 86.6 | 85.5 | 85.5 | 85.5 | 85.5 | 85.5 | 85.5 | 85.4 | 86.3 | 11 |  |  |  |  | PCU3363403363401
2010 | 83.5 | 82.8 | 82.8 | 83.3 | 83.9 | 83.9 | 83.9 | 83.1 | 83.1 | 83.1 | 83 | 83 | 83.3 | 12 |  |  |  |  | PCU335313335313P
2011 | 82.5 | 83.5 | 83.5 | 83.4 | 84.4 | 84.5 | 85.2 | 85.1 | 85.3 | 84.7 | 84.9 | 84.6 | 84.3 | 13 |  |  |  |  | PCU3359293359291
2012 | 84.5 | 84.5 | 84.5 | 84.5 | 84.3 | 84.6 | N/A | N/A | N/A | N/A | N/A | N/A | N/A | 14 |  |  |  |  | PCU3353113353111
2013 | N/A | N/A | N/A | N/A | N/A | N/A | N/A | N/A | N/A | N/A | N/A | N/A | N/A | 15 |  |  |  |  | PCU3339953339952
2014 | N/A | N/A | N/A | N/A | N/A | N/A | N/A | N/A | N/A | N/A | N/A | N/A | N/A | 16 |  |  |  |  | PCU331221331221
2015 | N/A | N/A | N/A | N/A | N/A | N/A | N/A | N/A | N/A | N/A | N/A | N/A | N/A | 17 |  |  |  |  | PCUBONS--BONS--
2016 | N/A | N/A | N/A | N/A | N/A | N/A | N/A | N/A | N/A | N/A | N/A | N/A | N/A | 18 |  |  |  |  | PCU4841214841212
2017 | N/A | N/A | N/A | N/A | N/A | N/A | N/A | N/A | N/A | N/A | N/A | N/A | N/A | 19 |  |  |  |  | PCU3327223327223199
2018 | N/A | N/A | N/A | N/A | N/A | N/A | N/A | N/A | N/A | N/A | N/A | N/A | N/A | 20 |  |  |  |  | PCU326150326150P
2019 | N/A | N/A | N/A | N/A | N/A | N/A | N/A | N/A | N/A | N/A | N/A | N/A | N/A | 21
2020 | N/A | N/A | N/A | N/A | N/A | N/A | N/A | N/A | N/A | N/A | N/A | N/A | N/A | 22
23
PCU3255203255204
NAICS Code | 3255204 | Synthetic resin & rubber adhesives, incl all types of bonding & laminating adhesives | [11 empty] | Row Numbers
| Jan | Feb | Mar | Apr | May | June | Jul | Aug | Sep | Oct | Nov | Dec | Annual
Year/Month # | 1 | 2 | 3 | 4 | 5 | 6 | 7 | 8 | 9 | 10 | 11 | 12 | 13 | 1
2000 | 153.1 | 153.6 | 154 | 154.2 | 154.2 | 155.3 | 156.2 | 156.2 | 156.4 | 156.7 | 158 | 158.3 | 155.5 | 2
2001 | 158.8 | 160.9 | 161 | 161 | 161.1 | 161.2 | 161.8 | 163.6 | 163.5 | 163.5 | 163.4 | 162.3 | 161.8 | 3
2002 | 162.8 | 162.7 | 162.7 | 162.4 | 162.3 | 162.2 | 162.2 | 162.1 | 162.1 | 161.9 | 161.9 | 161.8 | 162.3 | 4
2003 | 162.4 | 162.3 | 163.4 | 163.7 | 163.7 | 163.8 | 163.9 | 164 | 165.9 | 165.9 | 165.9 | 166 | 164.2 | 5
2004 | 165.9 | 167.6 | 166.2 | 166.5 | 166.5 | 166.6 | 167.3 | 168.8 | 168.8 | 168.8 | 169.7 | 170 | 167.7 | 6
2005 | 171.3 | 172.2 | 173 | 172.4 | 173.8 | 174.6 | 174.6 | 175.2 | 180.5 | 182.6 | 184.8 | 186.5 | 176.8 | 7
2006 | 188.9 | 189.9 | 191.9 | 192.3 | 192.8 | 192.8 | 192.1 | 192.8 | 193.7 | 194.6 | 195.1 | 195.2 | 192.7 | 8
2007 | 197.3 | 200.1 | 199.8 | 200.5 | 200.6 | 200.6 | 200.9 | 201.5 | 202 | 202.6 | 202.6 | 202.8 | 200.9 | 9
2008 | 204.6 | 206 | 207.6 | 208.9 | 208.4 | 211.3 | 220.7 | 222.1 | 228.6 | 229.4 | 230.1 | 231.2 | 217.4 | 10
2009 | 232.2 | 232.4 | 232.5 | 231.8 | 230.6 | 230.8 | 230.9 | 230.9 | 230.9 | 225.9 | 225 | 224.6 | 229.9 | 11
2010 | 224.9 | 226.9 | 225.9 | 226.1 | 226.6 | 240.3 | 241.6 | 241.6 | 241.6 | 242.7 | 243.4 | 243.4 | 235.4 | 12
2011 | 245.6 | 246.5 | 249.4 | 250.1 | 256.9 | 256.9 | 260 | 263.7 | 263.8 | 264.9 | 265.5 | 265.5 | 257.4 | 13
2012 | 267.7 | 263.4 | 268.5 | 271.6 | 275.1 | 265.8 | N/A | N/A | N/A | N/A | N/A | N/A | N/A | 14
2013 | N/A | N/A | N/A | N/A | N/A | N/A | N/A | N/A | N/A | N/A | N/A | N/A | N/A | 15
2014 | N/A | N/A | N/A | N/A | N/A | N/A | N/A | N/A | N/A | N/A | N/A | N/A | N/A | 16
2015 | N/A | N/A | N/A | N/A | N/A | N/A | N/A | N/A | N/A | N/A | N/A | N/A | N/A | 17
2016 | N/A | N/A | N/A | N/A | N/A | N/A | N/A | N/A | N/A | N/A | N/A | N/A | N/A | 18
2017 | N/A | N/A | N/A | N/A | N/A | N/A | N/A | N/A | N/A | N/A | N/A | N/A | N/A | 19
2018 | N/A | N/A | N/A | N/A | N/A | N/A | N/A | N/A | N/A | N/A | N/A | N/A | N/A | 20
2019 | N/A | N/A | N/A | N/A | N/A | N/A | N/A | N/A | N/A | N/A | N/A | N/A | N/A | 21
2020 | N/A | N/A | N/A | N/A | N/A | N/A | N/A | N/A | N/A | N/A | N/A | N/A | N/A | 22
23
| PCU3315113315113 |  | 198606
NAICS Code | 3315113 | Other ductile iron castings | [11 empty] | Row Numbers
| Jan | Feb | Mar | Apr | May | June | Jul | Aug | Sep | Oct | Nov | Dec | Annual
Year/Month # | 1 | 2 | 3 | 4 | 5 | 6 | 7 | 8 | 9 | 10 | 11 | 12 | 13 | 1
2000 | 113.4 | 113.4 | 113.5 | 113.3 | 113.3 | 113.3 | 113.2 | 113.1 | 113.1 | 112.9 | 113 | 113 | 113.2 | 2
2001 | 112.7 | 113.2 | 113.3 | 113.3 | 113.3 | 113.2 | 112.6 | 112.7 | 112.7 | 112.7 | 112.7 | 112.7 | 112.9 | 3
2002 | 113 | 113 | 113 | 113 | 112.9 | 113.2 | 112.7 | 112.8 | 113.1 | 113.2 | 113.2 | 113.3 | 113 | 4
2003 | 113.3 | 113.3 | 113.3 | 114 | 114.2 | 114.2 | 114.2 | 114.2 | 114.2 | 114.5 | 114.8 | 115.2 | 114.1 | 5
2004 | 115.7 | 115.8 | 114.7 | 117.5 | 117 | 118.3 | 118.9 | 119.3 | 121.7 | 123.1 | 122.7 | 124.5 | 119.1 | 6
2005 | 127.3 | 126.9 | 126.6 | 127.3 | 126.4 | 125.9 | 126.6 | 126.5 | 123.5 | 122.3 | 126.2 | 128 | 126.1 | 7
2006 | 129.8 | 129.9 | 130.2 | 130.6 | 129.8 | 130.4 | 133.5 | 134.4 | 135 | 133.6 | 132.9 | 132.6 | 131.9 | 8
2007 | 130.3 | 130.9 | 131.8 | 134.4 | 136.2 | 135.4 | 137.1 | 137.4 | 137.6 | 137.8 | 137.9 | 137.3 | 135.3 | 9
2008 | 139.2 | 141 | 141.7 | 149.2 | 159.8 | 168 | 174.2 | 179.9 | 179.2 | 165.2 | 155 | 147.1 | 158.3 | 10
2009 | 148.2 | 150.8 | 146.7 | 145 | 143.7 | 144.1 | 143.5 | 145.7 | 146 | 147 | 146.9 | 147.6 | 146.3 | 11
2010 | 149.9 | 152.5 | 153.6 | 158.6 | 161.8 | 161.6 | 160.8 | 158.2 | 157.9 | 159.2 | 157.7 | 158.3 | 157.5 | 12
2011 | 161.2 | 164.8 | 164.2 | 164.5 | 165.4 | 166 | 166.5 | 167.4 | 169.2 | 173.1 | 171.6 | 169.4 | 166.9 | 13
2012 | 174.4 | 177 | 173.2 | 175.5 | 175.2 | 174.7 | N/A | N/A | N/A | N/A | N/A | N/A | N/A | 14
2013 | N/A | N/A | N/A | N/A | N/A | N/A | N/A | N/A | N/A | N/A | N/A | N/A | N/A | 15
2014 | N/A | N/A | N/A | N/A | N/A | N/A | N/A | N/A | N/A | N/A | N/A | N/A | N/A | 16
2015 | N/A | N/A | N/A | N/A | N/A | N/A | N/A | N/A | N/A | N/A | N/A | N/A | N/A | 17
2016 | N/A | N/A | N/A | N/A | N/A | N/A | N/A | N/A | N/A | N/A | N/A | N/A | N/A | 18
2017 | N/A | N/A | N/A | N/A | N/A | N/A | N/A | N/A | N/A | N/A | N/A | N/A | N/A | 19
2018 | N/A | N/A | N/A | N/A | N/A | N/A | N/A | N/A | N/A | N/A | N/A | N/A | N/A | 20
2019 | N/A | N/A | N/A | N/A | N/A | N/A | N/A | N/A | N/A | N/A | N/A | N/A | N/A | 21
2020 | N/A | N/A | N/A | N/A | N/A | N/A | N/A | N/A | N/A | N/A | N/A | N/A | N/A | 22
23
| PCU332991332991P |  | 198306
NAICS Code | 332991P | Ball and roller bearings | [11 empty] | Row Numbers
| Jan | Feb | Mar | Apr | May | June | Jul | Aug | Sep | Oct | Nov | Dec | Annual
Year/Month # | 1 | 2 | 3 | 4 | 5 | 6 | 7 | 8 | 9 | 10 | 11 | 12 | 13 | 1
2000 | 165.4 | 165.7 | 165.8 | 165.8 | 165.8 | 165.8 | 167 | 167.9 | 168 | 168.1 | 168.1 | 168.1 | 166.8 | 2
2001 | 168.5 | 168.6 | 167.5 | 167.5 | 167.5 | 167.3 | 167.4 | 167.4 | 168 | 168 | 168 | 168.2 | 167.8 | 3
2002 | 168.6 | 168.6 | 168.6 | 167.8 | 167.8 | 168.4 | 169.1 | 169.1 | 169.2 | 169.1 | 169.2 | 169.5 | 168.7 | 4
2003 | 170.3 | 170.3 | 170.3 | 170.7 | 170.7 | 170.9 | 170.5 | 170.5 | 170.5 | 170.2 | 170.2 | 170.1 | 170.4 | 5
2004 | 171 | 173.4 | 173.4 | 173.5 | 174.6 | 175.5 | 175.5 | 175.5 | 175.7 | 175.8 | 176.2 | 176.4 | 174.7 | 6
2005 | 177 | 179.7 | 182.5 | 183.8 | 184.2 | 184.3 | 184.8 | 185.1 | 188.1 | 188.5 | 187.8 | 187.9 | 184.5 | 7
2006 | 188.7 | 189.9 | 190.1 | 190.1 | 189.8 | 189.8 | 193.7 | 194.3 | 194.7 | 194.8 | 194.8 | 195.1 | 192.2 | 8
2007 | 197.5 | 197.6 | 197.7 | 197.5 | 197.4 | 197.3 | 197.4 | 202.6 | 202.6 | 203 | 203.6 | 203.5 | 199.8 | 9
2008 | 204.3 | 204.7 | 205.2 | 205.8 | 207.1 | 207.9 | 216.9 | 217 | 217.3 | 218.5 | 218.6 | 219.9 | 211.9 | 10
2009 | 220.4 | 220.9 | 220 | 219.8 | 224.1 | 224.1 | 224.6 | 223.6 | 224.4 | 224.1 | 224.1 | 223.9 | 222.8 | 11
2010 | 224.9 | 224.9 | 225 | 224.9 | 225.1 | 225.1 | 225.5 | 229.9 | 229.8 | 229.9 | 230.1 | 230.4 | 227.1 | 12
2011 | 230.5 | 230.4 | 230.8 | 231.8 | 232 | 237.4 | 238 | 238.3 | 238.3 | 238.4 | 238.7 | 239.3 | 235.3 | 13
2012 | 239.6 | 239.8 | 239.9 | 239.9 | 240.4 | 246 | N/A | N/A | N/A | N/A | N/A | N/A | N/A | 14
2013 | N/A | N/A | N/A | N/A | N/A | N/A | N/A | N/A | N/A | N/A | N/A | N/A | N/A | 15
2014 | N/A | N/A | N/A | N/A | N/A | N/A | N/A | N/A | N/A | N/A | N/A | N/A | N/A | 16
2015 | N/A | N/A | N/A | N/A | N/A | N/A | N/A | N/A | N/A | N/A | N/A | N/A | N/A | 17
2016 | N/A | N/A | N/A | N/A | N/A | N/A | N/A | N/A | N/A | N/A | N/A | N/A | N/A | 18
2017 | N/A | N/A | N/A | N/A | N/A | N/A | N/A | N/A | N/A | N/A | N/A | N/A | N/A | 19
2018 | N/A | N/A | N/A | N/A | N/A | N/A | N/A | N/A | N/A | N/A | N/A | N/A | N/A | 20
2019 | N/A | N/A | N/A | N/A | N/A | N/A | N/A | N/A | N/A | N/A | N/A | N/A | N/A | 21
2020 | N/A | N/A | N/A | N/A | N/A | N/A | N/A | N/A | N/A | N/A | N/A | N/A | N/A | 22
23
| PCU3353123353123 |  | 198306
NAICS Code | 3353123 | Integral horsepower motors and generators other than for trans equipment | [11 empty] | Row Numbers
| Jan | Feb | Mar | Apr | May | June | Jul | Aug | Sep | Oct | Nov | Dec | Annual
Year/Month # | 1 | 2 | 3 | 4 | 5 | 6 | 7 | 8 | 9 | 10 | 11 | 12 | 13 | 1
2000 | 147.1 | 146.8 | 147.3 | 147.6 | 147.6 | 147.6 | 147.6 | 147.7 | 147.8 | 147.4 | 147.4 | 147.4 | 147.5 | 2
2001 | 147.7 | 148 | 149.1 | 149.1 | 149.3 | 149 | 149 | 149 | 148.9 | 149 | 149.5 | 149.7 | 148.9 | 3
2002 | 150 | 149.9 | 149.9 | 150 | 150.3 | 150.3 | 150.3 | 150.3 | 149.6 | 149.7 | 149.6 | 149.5 | 149.9 | 4
2003 | 149.5 | 149.3 | 149.4 | 149.3 | 149.2 | 149.2 | 149.2 | 149.2 | 149.2 | 149.1 | 149.1 | 149.4 | 149.3 | 5
2004 | 149.4 | 149.4 | 150.2 | 150.5 | 150.7 | 153.5 | 153.9 | 153.9 | 153.9 | 154 | 154 | 157.3 | 152.6 | 6
2005 | 160.5 | 160.5 | 160.9 | 160.9 | 161.1 | 161.9 | 162.5 | 162.8 | 162.5 | 163.6 | 167.4 | 169.1 | 162.8 | 7
2006 | 168.5 | 168.5 | 168.6 | 171 | 171 | 171 | 171.8 | 179 | 180.3 | 181.7 | 181.7 | 181.8 | 174.6 | 8
2007 | 183.8 | 183.8 | 183.8 | 185.7 | 186 | 188.8 | 188.9 | 189 | 189.1 | 190.6 | 191.9 | 192.6 | 187.8 | 9
2008 | 193.4 | 193.8 | 194.8 | 197.8 | 200.3 | 202.4 | 209.6 | 210.4 | 211.8 | 213.1 | 214 | 214 | 204.6 | 10
2009 | 213.7 | 214.4 | 214.1 | 210.9 | 210.3 | 209.3 | 208.8 | 208.9 | 208.4 | 207.5 | 207.5 | 207.7 | 210.1 | 11
2010 | 207.4 | 206.4 | 206.9 | 207.3 | 207.5 | 221.5 | 221.8 | 222.5 | 222.9 | 223.3 | 223.3 | 223.4 | 216.2 | 12
2011 | 231.9 | 233 | 234.1 | 234.4 | 234.8 | 245.1 | 244.8 | 244.6 | 244.6 | 244.8 | 245.1 | 246.2 | 240.3 | 13
2012 | 246.3 | 246.3 | 246.1 | 246.6 | 247.3 | 247.3 | N/A | N/A | N/A | N/A | N/A | N/A | N/A | 14
2013 | N/A | N/A | N/A | N/A | N/A | N/A | N/A | N/A | N/A | N/A | N/A | N/A | N/A | 15
2014 | N/A | N/A | N/A | N/A | N/A | N/A | N/A | N/A | N/A | N/A | N/A | N/A | N/A | 16
2015 | N/A | N/A | N/A | N/A | N/A | N/A | N/A | N/A | N/A | N/A | N/A | N/A | N/A | 17
2016 | N/A | N/A | N/A | N/A | N/A | N/A | N/A | N/A | N/A | N/A | N/A | N/A | N/A | 18
2017 | N/A | N/A | N/A | N/A | N/A | N/A | N/A | N/A | N/A | N/A | N/A | N/A | N/A | 19
2018 | N/A | N/A | N/A | N/A | N/A | N/A | N/A | N/A | N/A | N/A | N/A | N/A | N/A | 20
2019 | N/A | N/A | N/A | N/A | N/A | N/A | N/A | N/A | N/A | N/A | N/A | N/A | N/A | 21
2020 | N/A | N/A | N/A | N/A | N/A | N/A | N/A | N/A | N/A | N/A | N/A | N/A | N/A | 22
23
| PCU333612333612P |  | 198312
NAICS Code | 333612P | Speed changer, industrial high-speed, & gear mfg. | [11 empty] | Row Numbers
| Jan | Feb | Mar | Apr | May | June | Jul | Aug | Sep | Oct | Nov | Dec | Annual
Year/Month # | 1 | 2 | 3 | 4 | 5 | 6 | 7 | 8 | 9 | 10 | 11 | 12 | 13 | 1
2000 | 159.3 | 159.4 | 159.7 | 159.7 | 160.3 | 160.3 | 160.3 | 160.4 | 160.4 | 160.8 | 161.1 | 162 | 160.3 | 2
2001 | 162.9 | 163.5 | 163.6 | 163.6 | 163.5 | 163.5 | 163.6 | 163.6 | 163.6 | 163.5 | 164.3 | 164.5 | 163.7 | 3
2002 | 165.4 | 165.4 | 165.5 | 165.1 | 165.1 | 165.2 | 165.2 | 165.2 | 165.2 | 165.6 | 166 | 166.1 | 165.4 | 4
2003 | 168.8 | 168.6 | 168.2 | 168.2 | 168.2 | 168.1 | 167 | 167 | 167 | 167.1 | 168.3 | 169.5 | 168 | 5
2004 | 170.5 | 171.3 | 171.2 | 173.4 | 173.5 | 175.8 | 176.4 | 176.5 | 176.5 | 176.4 | 176.6 | 177 | 174.6 | 6
2005 | 180.6 | 180.4 | 184.6 | 184.6 | 184.6 | 184.6 | 184.7 | 185.5 | 185.8 | 187.9 | 188.7 | 188.1 | 185 | 7
2006 | 189.4 | 190.4 | 190.5 | 190.6 | 190.9 | 190.8 | 191.7 | 191.9 | 192.2 | 193.4 | 197.2 | 197.3 | 192.2 | 8
2007 | 198.5 | 199 | 200 | 200 | 199.9 | 200.5 | 200.9 | 201.8 | 202.8 | 206.2 | 207.2 | 207.2 | 202 | 9
2008 | 209.5 | 209.7 | 209.3 | 210 | 211.5 | 212.1 | 219.6 | 221.6 | 221.7 | 222 | 223.1 | 226.4 | 216.4 | 10
2009 | 225.3 | 225.4 | 225.3 | 224.2 | 223.6 | 222.8 | 223.6 | 222 | 222.1 | 222.3 | 220.5 | 220.3 | 223.1 | 11
2010 | 220.8 | 220.7 | 220.8 | 221.2 | 221.5 | 220.1 | 222.4 | 223.2 | 223.2 | 223.3 | 223.5 | 226.9 | 222.3 | 12
2011 | 229 | 229.3 | 229.6 | 232.3 | 232.8 | 233.5 | 234.4 | 235.2 | 236.9 | 238.6 | 239.6 | 241.6 | 234.4 | 13
2012 | 241.4 | 241.3 | 241.3 | 242.8 | 242.7 | 244.5 | N/A | N/A | N/A | N/A | N/A | N/A | N/A | 14
2013 | N/A | N/A | N/A | N/A | N/A | N/A | N/A | N/A | N/A | N/A | N/A | N/A | N/A | 15
2014 | N/A | N/A | N/A | N/A | N/A | N/A | N/A | N/A | N/A | N/A | N/A | N/A | N/A | 16
2015 | N/A | N/A | N/A | N/A | N/A | N/A | N/A | N/A | N/A | N/A | N/A | N/A | N/A | 17
2016 | N/A | N/A | N/A | N/A | N/A | N/A | N/A | N/A | N/A | N/A | N/A | N/A | N/A | 18
2017 | N/A | N/A | N/A | N/A | N/A | N/A | N/A | N/A | N/A | N/A | N/A | N/A | N/A | 19
2018 | N/A | N/A | N/A | N/A | N/A | N/A | N/A | N/A | N/A | N/A | N/A | N/A | N/A | 20
2019 | N/A | N/A | N/A | N/A | N/A | N/A | N/A | N/A | N/A | N/A | N/A | N/A | N/A | 21
2020 | N/A | N/A | N/A | N/A | N/A | N/A | N/A | N/A | N/A | N/A | N/A | N/A | N/A | 22
23
| PCU334513334513 |  | 198306
NAICS Code | 334513 | Industrial process control manufacturing | [11 empty] | Row Numbers
| Jan | Feb | Mar | Apr | May | June | Jul | Aug | Sep | Oct | Nov | Dec | Annual
Year/Month # | 1 | 2 | 3 | 4 | 5 | 6 | 7 | 8 | 9 | 10 | 11 | 12 | 13 | 1
2000 | 152.2 | 152.3 | 152.2 | 152.1 | 152.4 | 152.4 | 152.3 | 152.3 | 152.3 | 152.5 | 152.5 | 152.5 | 152.3 | 2
2001 | 153.7 | 153.9 | 154 | 154.2 | 154.2 | 154.3 | 154.2 | 154.4 | 154.3 | 154.5 | 155.1 | 155.1 | 154.3 | 3
2002 | 155.2 | 156.6 | 156.7 | 156.7 | 156.4 | 156.5 | 156.5 | 157 | 157.1 | 157.2 | 157.3 | 158.2 | 156.8 | 4
2003 | 159.1 | 159.1 | 159.2 | 160.1 | 160 | 160 | 160 | 160.9 | 160.9 | 161 | 161 | 161 | 160.2 | 5
2004 | 161.1 | 161.1 | 161.1 | 162.9 | 164 | 164.2 | 164.4 | 164.4 | 164.4 | 164.4 | 164.3 | 166.9 | 163.6 | 6
2005 | 166.8 | 167.3 | 167 | 167.3 | 168.8 | 169.2 | 169.3 | 168.7 | 168.6 | 169.4 | 169.5 | 169.7 | 168.5 | 7
2006 | 171.1 | 171.9 | 172 | 173.6 | 173.5 | 173.7 | 174.2 | 173.9 | 174 | 174.3 | 174.4 | 175.6 | 173.5 | 8
2007 | 177.9 | 178.1 | 177.9 | 178.8 | 180.6 | 181.3 | 182.3 | 181.9 | 181.7 | 182.2 | 182 | 182.5 | 180.6 | 9
2008 | 183.9 | 183.9 | 183.8 | 184.8 | 185.1 | 185.1 | 185.8 | 187 | 187.8 | 188.4 | 189 | 189.1 | 186.1 | 10
2009 | 191.1 | 191.6 | 191.7 | 192 | 192 | 191.9 | 192.3 | 192.4 | 192.6 | 192.4 | 192.7 | 193.5 | 192.2 | 11
2010 | 193.9 | 193.9 | 194.1 | 193.6 | 193.4 | 193.5 | 193.3 | 193.9 | 194 | 193.8 | 194.5 | 195.8 | 194 | 12
2011 | 197 | 199 | 199 | 200.2 | 200.3 | 200.7 | 201.8 | 202.5 | 202.6 | 202.4 | 202.4 | 202.4 | 200.9 | 13
2012 | 202.6 | 202.9 | 203 | 204.9 | 204.7 | 205.2 | N/A | N/A | N/A | N/A | N/A | N/A | N/A | 14
2013 | N/A | N/A | N/A | N/A | N/A | N/A | N/A | N/A | N/A | N/A | N/A | N/A | N/A | 15
2014 | N/A | N/A | N/A | N/A | N/A | N/A | N/A | N/A | N/A | N/A | N/A | N/A | N/A | 16
2015 | N/A | N/A | N/A | N/A | N/A | N/A | N/A | N/A | N/A | N/A | N/A | N/A | N/A | 17
2016 | N/A | N/A | N/A | N/A | N/A | N/A | N/A | N/A | N/A | N/A | N/A | N/A | N/A | 18
2017 | N/A | N/A | N/A | N/A | N/A | N/A | N/A | N/A | N/A | N/A | N/A | N/A | N/A | 19
2018 | N/A | N/A | N/A | N/A | N/A | N/A | N/A | N/A | N/A | N/A | N/A | N/A | N/A | 20
2019 | N/A | N/A | N/A | N/A | N/A | N/A | N/A | N/A | N/A | N/A | N/A | N/A | N/A | 21
2020 | N/A | N/A | N/A | N/A | N/A | N/A | N/A | N/A | N/A | N/A | N/A | N/A | N/A | 22
23
| PCU3315133315131 |  | 198106
NAICS Code | 3315131 | Cast carbon steel castings | [11 empty] | Row Numbers
| Jan | Feb | Mar | Apr | May | June | Jul | Aug | Sep | Oct | Nov | Dec | Annual
Year/Month # | 1 | 2 | 3 | 4 | 5 | 6 | 7 | 8 | 9 | 10 | 11 | 12 | 13 | 1
2000 | 146.4 | 146.5 | 146.1 | 145.6 | 145.5 | 144.6 | 144.1 | 144.2 | 143.9 | 143.9 | 143 | 142.9 | 144.7 | 2
2001 | 142.4 | 142.7 | 142.2 | 142.2 | 142.7 | 142.5 | 142.9 | 142.8 | 143.2 | 142.8 | 143.5 | 143.5 | 142.8 | 3
2002 | 143.5 | 143.6 | 142.5 | 142.2 | 142.7 | 142.7 | 142.8 | 142.8 | 142.9 | 144.7 | 145 | 144.6 | 143.3 | 4
2003 | 144.4 | 145.5 | 145.9 | 146.1 | 147.4 | 147.9 | 148.6 | 149.5 | 150.5 | 152.2 | 152.6 | 151.2 | 148.5 | 5
2004 | 152.9 | 155.3 | 157 | 159.6 | 160.6 | 160.6 | 160.6 | 161.4 | 171.6 | 175.1 | 176.8 | 179.6 | 164.2 | 6
2005 | 180.3 | 182.5 | 182.2 | 184.1 | 184.4 | 185.3 | 187.3 | 191.1 | 191.5 | 193 | 193 | 195.4 | 187.5 | 7
2006 | 197.4 | 198.1 | 198.2 | 198.9 | 198.6 | 199 | 198.8 | 198.4 | 198.3 | 198.3 | 198.3 | 198.3 | 198.4 | 8
2007 | 200.4 | 200.3 | 200.2 | 200.5 | 202.2 | 201.4 | 201.7 | 202.2 | 202.1 | 202 | 202.7 | 203.3 | 201.6 | 9
2008 | 203.7 | 211.8 | 213.6 | 218.5 | 218.7 | 218.7 | 221 | 221.4 | 221.4 | 221.4 | 220.9 | 220 | 217.6 | 10
2009 | 220.2 | 221.6 | 221.6 | 222.1 | 221.1 | 220.5 | 220.8 | 220.8 | 220.8 | 221 | 220.9 | 220.9 | 221 | 11
2010 | 221.1 | 221.1 | 221.1 | 223.4 | 223.4 | 223.3 | 223.6 | 223.6 | 223.6 | 224.4 | 224.8 | 225.3 | 223.2 | 12
2011 | 225.4 | 226.6 | 226 | 224.9 | 228.8 | 228.8 | 228.8 | 228.8 | 230.1 | 233.6 | 233.6 | 233.6 | 229.1 | 13
2012 | 234.6 | 234.7 | 234.6 | 234.6 | 236.4 | 239.7 | N/A | N/A | N/A | N/A | N/A | N/A | N/A | 14
2013 | N/A | N/A | N/A | N/A | N/A | N/A | N/A | N/A | N/A | N/A | N/A | N/A | N/A | 15
2014 | N/A | N/A | N/A | N/A | N/A | N/A | N/A | N/A | N/A | N/A | N/A | N/A | N/A | 16
2015 | N/A | N/A | N/A | N/A | N/A | N/A | N/A | N/A | N/A | N/A | N/A | N/A | N/A | 17
2016 | N/A | N/A | N/A | N/A | N/A | N/A | N/A | N/A | N/A | N/A | N/A | N/A | N/A | 18
2017 | N/A | N/A | N/A | N/A | N/A | N/A | N/A | N/A | N/A | N/A | N/A | N/A | N/A | 19
2018 | N/A | N/A | N/A | N/A | N/A | N/A | N/A | N/A | N/A | N/A | N/A | N/A | N/A | 20
2019 | N/A | N/A | N/A | N/A | N/A | N/A | N/A | N/A | N/A | N/A | N/A | N/A | N/A | 21
2020 | N/A | N/A | N/A | N/A | N/A | N/A | N/A | N/A | N/A | N/A | N/A | N/A | N/A | 22
23
| PCU335312335312P |  | 198306
NAICS Code | 335312P | Motor & generator mfg, Primary Products | [11 empty] | Row Numbers
| Jan | Feb | Mar | Apr | May | June | Jul | Aug | Sep | Oct | Nov | Dec | Annual
Year/Month # | 1 | 2 | 3 | 4 | 5 | 6 | 7 | 8 | 9 | 10 | 11 | 12 | 13 | 1
2000 | 139.2 | 139.3 | 139.4 | 139 | 139.1 | 139 | 139.3 | 139.5 | 139.5 | 139.4 | 139.4 | 139.5 | 139.3 | 2
2001 | 139.6 | 139.7 | 140.1 | 140 | 140 | 140 | 140.3 | 140.3 | 140.2 | 139.4 | 139.4 | 139.5 | 139.9 | 3
2002 | 139.7 | 139.7 | 139.6 | 139.9 | 140 | 139.9 | 139.9 | 140 | 139.9 | 139.5 | 140.4 | 140.5 | 139.9 | 4
2003 | 140.6 | 140.6 | 140.6 | 140.5 | 140.7 | 140.5 | 140.5 | 140.5 | 140.6 | 140.5 | 140.5 | 140.6 | 140.6 | 5
2004 | 140.6 | 140.8 | 141.3 | 141.7 | 141.7 | 143.3 | 143.7 | 144.2 | 144.1 | 144.2 | 144.5 | 147.2 | 143.1 | 6
2005 | 150.2 | 150.3 | 150.4 | 150.6 | 150.7 | 150.8 | 151.3 | 151.3 | 151.1 | 152.3 | 153.6 | 153.9 | 151.4 | 7
2006 | 154.5 | 154.6 | 154.7 | 156 | 156 | 157.5 | 158.9 | 161.8 | 162 | 162.3 | 162.6 | 162.6 | 158.6 | 8
2007 | 163.8 | 164.9 | 164.9 | 165.9 | 165.6 | 166.4 | 167.2 | 167.3 | 167.3 | 167.6 | 167.9 | 168.1 | 166.4 | 9
2008 | 170 | 170.5 | 171.1 | 172.1 | 173.4 | 174 | 176.6 | 178.2 | 178.2 | 178.5 | 178.6 | 178.6 | 175 | 10
2009 | 179.4 | 179.9 | 180.1 | 179.5 | 179.8 | 179.6 | 179.4 | 180.1 | 180 | 180 | 180 | 180 | 179.8 | 11
2010 | 180.1 | 179.9 | 180.7 | 181 | 181.5 | 185.2 | 185.3 | 185.4 | 185.3 | 185.6 | 185.7 | 186.9 | 183.6 | 12
2011 | 190.9 | 191.1 | 192.6 | 193 | 193.1 | 196.2 | 196.2 | 196.4 | 196.9 | 197 | 197.3 | 198.4 | 194.9 | 13
2012 | 200 | 200 | 200.2 | 199.7 | 199.5 | 199.5 | N/A | N/A | N/A | N/A | N/A | N/A | N/A | 14
2013 | N/A | N/A | N/A | N/A | N/A | N/A | N/A | N/A | N/A | N/A | N/A | N/A | N/A | 15
2014 | N/A | N/A | N/A | N/A | N/A | N/A | N/A | N/A | N/A | N/A | N/A | N/A | N/A | 16
2015 | N/A | N/A | N/A | N/A | N/A | N/A | N/A | N/A | N/A | N/A | N/A | N/A | N/A | 17
2016 | N/A | N/A | N/A | N/A | N/A | N/A | N/A | N/A | N/A | N/A | N/A | N/A | N/A | 18
2017 | N/A | N/A | N/A | N/A | N/A | N/A | N/A | N/A | N/A | N/A | N/A | N/A | N/A | 19
2018 | N/A | N/A | N/A | N/A | N/A | N/A | N/A | N/A | N/A | N/A | N/A | N/A | N/A | 20
2019 | N/A | N/A | N/A | N/A | N/A | N/A | N/A | N/A | N/A | N/A | N/A | N/A | N/A | 21
2020 | N/A | N/A | N/A | N/A | N/A | N/A | N/A | N/A | N/A | N/A | N/A | N/A | N/A | 22
23
| PCU335314335314P |  | 198506
NAICS Code | 335314P | Relay & industrial control mfg | [11 empty] | Row Numbers
| Jan | Feb | Mar | Apr | May | June | Jul | Aug | Sep | Oct | Nov | Dec | Annual
Year/Month # | 1 | 2 | 3 | 4 | 5 | 6 | 7 | 8 | 9 | 10 | 11 | 12 | 13 | 1
2000 | 142.9 | 143.4 | 143.5 | 143.7 | 143 | 143 | 143.1 | 144.2 | 144.3 | 144.4 | 144.7 | 144.8 | 143.7 | 2
2001 | 145.4 | 146.4 | 146.9 | 147.1 | 147.1 | 147.2 | 146.9 | 147 | 146.9 | 146.9 | 147.3 | 149 | 147 | 3
2002 | 149.3 | 148.9 | 148.9 | 148.8 | 149.2 | 149.2 | 147.4 | 147.4 | 147.4 | 147.9 | 149.3 | 149.4 | 148.6 | 4
2003 | 149.6 | 149.9 | 149.9 | 150 | 150 | 150.5 | 150.7 | 150.7 | 151.9 | 151.8 | 151.9 | 152 | 150.7 | 5
2004 | 152 | 152.1 | 153.4 | 153.3 | 153.6 | 154.1 | 154.1 | 154.1 | 155.5 | 155.8 | 155.9 | 156.1 | 154.2 | 6
2005 | 156.6 | 157.4 | 157.8 | 157.8 | 157.9 | 158.2 | 158.4 | 158.4 | 164.7 | 163 | 162.8 | 162.9 | 159.6 | 7
2006 | 164.2 | 164.4 | 165.3 | 165.4 | 165.5 | 165.7 | 166.7 | 166.7 | 171.2 | 172.6 | 172.5 | 172.3 | 167.7 | 8
2007 | 172.3 | 172.3 | 173.7 | 173.8 | 172.2 | 172.2 | 172.2 | 172.6 | 176.2 | 176.3 | 176.3 | 176.4 | 173.9 | 9
2008 | 177.3 | 178.6 | 178.8 | 178.8 | 178.9 | 179.2 | 179.8 | 179.9 | 186.7 | 186.8 | 186.8 | 186.9 | 181.5 | 10
2009 | 187.4 | 187.4 | 187.4 | 187.4 | 187.5 | 187.6 | 187.9 | 188 | 188.1 | 188.1 | 188.4 | 188.5 | 187.8 | 11
2010 | 188.7 | 192.6 | 193.7 | 193.9 | 194.3 | 194.2 | 194.9 | 194.9 | 194.9 | 195 | 197.1 | 197 | 194.3 | 12
2011 | 197.2 | 197.8 | 198.6 | 198.9 | 199 | 200.4 | 200.6 | 200.8 | 201.2 | 200.8 | 200.9 | 201.8 | 199.8 | 13
2012 | 202.2 | 202.8 | 202.9 | 203.7 | 203 | 202.9 | N/A | N/A | N/A | N/A | N/A | N/A | N/A | 14
2013 | N/A | N/A | N/A | N/A | N/A | N/A | N/A | N/A | N/A | N/A | N/A | N/A | N/A | 15
2014 | N/A | N/A | N/A | N/A | N/A | N/A | N/A | N/A | N/A | N/A | N/A | N/A | N/A | 16
2015 | N/A | N/A | N/A | N/A | N/A | N/A | N/A | N/A | N/A | N/A | N/A | N/A | N/A | 17
2016 | N/A | N/A | N/A | N/A | N/A | N/A | N/A | N/A | N/A | N/A | N/A | N/A | N/A | 18
2017 | N/A | N/A | N/A | N/A | N/A | N/A | N/A | N/A | N/A | N/A | N/A | N/A | N/A | 19
2018 | N/A | N/A | N/A | N/A | N/A | N/A | N/A | N/A | N/A | N/A | N/A | N/A | N/A | 20
2019 | N/A | N/A | N/A | N/A | N/A | N/A | N/A | N/A | N/A | N/A | N/A | N/A | N/A | 21
2020 | N/A | N/A | N/A | N/A | N/A | N/A | N/A | N/A | N/A | N/A | N/A | N/A | N/A | 22
23
| PCU3363403363401 |  | 198812
NAICS Code | 3363401 | Motor vehicle brake parts and assemblies, new | [11 empty] | Row Numbers
| Jan | Feb | Mar | Apr | May | June | Jul | Aug | Sep | Oct | Nov | Dec | Annual
Year/Month # | 1 | 2 | 3 | 4 | 5 | 6 | 7 | 8 | 9 | 10 | 11 | 12 | 13 | 1
2000 | 108.8 | 108.7 | 108.8 | 108.8 | 108.3 | 108.6 | 108.7 | 108.6 | 108.6 | 108.5 | 108.3 | 108.3 | 108.6 | 2
2001 | 108.1 | 108.1 | 108.1 | 107.9 | 106.8 | 106.8 | 106.9 | 106.9 | 107 | 107 | 107 | 107 | 107.3 | 3
2002 | 106.9 | 106.9 | 106.9 | 106.8 | 106.7 | 106.7 | 106.6 | 106.7 | 106.7 | 106.6 | 106.6 | 106.4 | 106.7 | 4
2003 | 106.4 | 106.2 | 106.2 | 106.2 | 106.2 | 106 | 107 | 107 | 107.1 | 106.6 | 106.4 | 106 | 106.5 | 5
2004 | 105.5 | 105.5 | 105.7 | 105.7 | 105.7 | 105.5 | 105.5 | 105.2 | 105.2 | 105.2 | 105.2 | 105.5 | 105.4 | 6
2005 | 106.2 | 106.2 | 106.2 | 106.2 | 106.2 | 106.2 | 106.5 | 106.6 | 106.3 | 106.3 | 106.8 | 106.8 | 106.4 | 7
2006 | 107 | 107.2 | 107.2 | 107.3 | 107.2 | 107.2 | 107 | 106.9 | 106.9 | 106.9 | 106.9 | 106.9 | 107 | 8
2007 | 107 | 107.4 | 107.4 | 107.5 | 107.5 | 107.5 | 107.1 | 107.1 | 107.1 | 107 | 107 | 107 | 107.2 | 9
2008 | 107.1 | 107 | 106.4 | 106.7 | 106.7 | 107.5 | 107.2 | 109.5 | 110.7 | 111.6 | 111.9 | 111.2 | 108.6 | 10
2009 | 110.6 | 110.6 | 110.5 | 110.5 | 110.4 | 109.9 | 109.8 | 108.6 | 108.9 | 108.8 | 108.8 | 108.8 | 109.7 | 11
2010 | 108.7 | 108.6 | 108.8 | 109.4 | 109.7 | 109.8 | 109.8 | 109.8 | 109.8 | 109.6 | 109.6 | 110.1 | 109.5 | 12
2011 | 110.2 | 110.7 | 111.5 | 111.6 | 112.1 | 112 | 112 | 112.2 | 112.5 | 112.5 | 112.5 | 112.5 | 111.9 | 13
2012 | 113.6 | 113.6 | 113.6 | 113.6 | 113.5 | 113.5 | N/A | N/A | N/A | N/A | N/A | N/A | N/A | 14
2013 | N/A | N/A | N/A | N/A | N/A | N/A | N/A | N/A | N/A | N/A | N/A | N/A | N/A | 15
2014 | N/A | N/A | N/A | N/A | N/A | N/A | N/A | N/A | N/A | N/A | N/A | N/A | N/A | 16
2015 | N/A | N/A | N/A | N/A | N/A | N/A | N/A | N/A | N/A | N/A | N/A | N/A | N/A | 17
2016 | N/A | N/A | N/A | N/A | N/A | N/A | N/A | N/A | N/A | N/A | N/A | N/A | N/A | 18
2017 | N/A | N/A | N/A | N/A | N/A | N/A | N/A | N/A | N/A | N/A | N/A | N/A | N/A | 19
2018 | N/A | N/A | N/A | N/A | N/A | N/A | N/A | N/A | N/A | N/A | N/A | N/A | N/A | 20
2019 | N/A | N/A | N/A | N/A | N/A | N/A | N/A | N/A | N/A | N/A | N/A | N/A | N/A | 21
2020 | N/A | N/A | N/A | N/A | N/A | N/A | N/A | N/A | N/A | N/A | N/A | N/A | N/A | 22
23
| PCU335313335313P |  | 198506
NAICS Code | 335313P | Switchgear & switchboard apparatus mfg, Primary products | [11 empty] | Row Numbers
| Jan | Feb | Mar | Apr | May | June | Jul | Aug | Sep | Oct | Nov | Dec | Annual
Year/Month # | 1 | 2 | 3 | 4 | 5 | 6 | 7 | 8 | 9 | 10 | 11 | 12 | 13 | 1
2000 | 143.4 | 143.9 | 143.8 | 144.5 | 145.1 | 144.3 | 144.5 | 144 | 144 | 143.8 | 143.7 | 144.8 | 144.1 | 2
2001 | 144.2 | 146.6 | 146.7 | 147.9 | 149.6 | 150.1 | 150.9 | 149.5 | 150.4 | 150.6 | 149.8 | 148.1 | 148.7 | 3
2002 | 149.6 | 150.4 | 150.3 | 151.7 | 150.1 | 151.2 | 149.7 | 150.8 | 150.4 | 151.5 | 151.7 | 154 | 151 | 4
2003 | 154 | 153.3 | 153.3 | 153.7 | 151.6 | 153.7 | 150.6 | 151.9 | 150.9 | 151.1 | 151.6 | 150.5 | 152.2 | 5
2004 | 152.1 | 150.4 | 152 | 153.9 | 154.5 | 154.5 | 157.8 | 157.2 | 157.1 | 157.3 | 154.7 | 155.8 | 154.8 | 6
2005 | 160 | 159.8 | 161.9 | 163.5 | 162.3 | 164 | 160.4 | 161 | 161.3 | 163.9 | 163.4 | 162 | 162 | 7
2006 | 164.4 | 166.6 | 167.2 | 167.6 | 167.3 | 168.5 | 168 | 170.9 | 172.1 | 172 | 171.5 | 175.4 | 169.3 | 8
2007 | 177.7 | 179.9 | 181.3 | 182.2 | 182.2 | 182.3 | 182.7 | 180.6 | 185.1 | 183.4 | 184.3 | 184.8 | 182.2 | 9
2008 | 182.9 | 185.7 | 185.8 | 187.7 | 187.1 | 187.7 | 189.8 | 192.7 | 192.3 | 193.5 | 192.6 | 194.2 | 189.3 | 10
2009 | 196 | 192 | 195.2 | 196.9 | 192.2 | 193.4 | 193.4 | 195.8 | 195.6 | 196.3 | 196.8 | 196.7 | 195 | 11
2010 | 196.4 | 195.4 | 196.7 | 196.9 | 196.4 | 198.2 | 197.1 | 198.1 | 197.5 | 198.5 | 197.9 | 198.9 | 197.3 | 12
2011 | 196.6 | 197 | 200.3 | 200.8 | 200.6 | 201.5 | 202.3 | 201.7 | 201.3 | 200.2 | 200.7 | 199.7 | 200.2 | 13
2012 | 199.8 | 201.4 | 200 | 200.7 | 200.7 | 200.6 | N/A | N/A | N/A | N/A | N/A | N/A | N/A | 14
2013 | N/A | N/A | N/A | N/A | N/A | N/A | N/A | N/A | N/A | N/A | N/A | N/A | N/A | 15
2014 | N/A | N/A | N/A | N/A | N/A | N/A | N/A | N/A | N/A | N/A | N/A | N/A | N/A | 16
2015 | N/A | N/A | N/A | N/A | N/A | N/A | N/A | N/A | N/A | N/A | N/A | N/A | N/A | 17
2016 | N/A | N/A | N/A | N/A | N/A | N/A | N/A | N/A | N/A | N/A | N/A | N/A | N/A | 18
2017 | N/A | N/A | N/A | N/A | N/A | N/A | N/A | N/A | N/A | N/A | N/A | N/A | N/A | 19
2018 | N/A | N/A | N/A | N/A | N/A | N/A | N/A | N/A | N/A | N/A | N/A | N/A | N/A | 20
2019 | N/A | N/A | N/A | N/A | N/A | N/A | N/A | N/A | N/A | N/A | N/A | N/A | N/A | 21
2020 | N/A | N/A | N/A | N/A | N/A | N/A | N/A | N/A | N/A | N/A | N/A | N/A | N/A | 22
23
| PCU3359293359291 |  | 198212
NAICS Code | 3359291 | Power wire and cable, made in plants that draw wire | [11 empty] | Row Numbers
| Jan | Feb | Mar | Apr | May | June | Jul | Aug | Sep | Oct | Nov | Dec | Annual
Year/Month # | 1 | 2 | 3 | 4 | 5 | 6 | 7 | 8 | 9 | 10 | 11 | 12 | 13 | 1
2000 | 113.6 | 115.9 | 120.7 | 122.3 | 124 | 120.9 | 118.3 | 118.4 | 118.9 | 118.1 | 118.8 | 117.3 | 118.9 | 2
2001 | 117.7 | 117.8 | 116.5 | 114.5 | 113.2 | 113.8 | 109.6 | 112.3 | 111.5 | 110.2 | 109.9 | 108.8 | 113 | 3
2002 | 110.4 | 110.2 | 111.2 | 110.4 | 112.4 | 111.9 | 110 | 109.4 | 108.6 | 107.6 | 106.4 | 108.1 | 109.7 | 4
2003 | 110.6 | 108.2 | 110.8 | 110.2 | 116.9 | 118.3 | 114.2 | 119.5 | 119.2 | 116.4 | 116.8 | 115.5 | 114.7 | 5
2004 | 118.6 | 120.1 | 119.6 | 128.3 | 123.7 | 122.8 | 122.5 | 122 | 125 | 134.1 | 137.3 | 132.8 | 125.6 | 6
2005 | 132.9 | 137.7 | 139.5 | 139.3 | 137.1 | 142.2 | 151.9 | 146.4 | 148.3 | 150.2 | 162.5 | 180 | 147.3 | 7
2006 | 176.1 | 171.3 | 174.9 | 191.4 | 215.6 | 211.7 | 221.2 | 231.1 | 225 | 224.6 | 215.4 | 209 | 205.6 | 8
2007 | 207.2 | 198.7 | 194.2 | 213.4 | 223.3 | 213.5 | 212.9 | 234 | 230.8 | 227.4 | 229 | 241.1 | 218.8 | 9
2008 | 245.5 | 232.9 | 246.2 | 225.5 | 234.3 | 226.2 | 229.1 | 220.6 | 227.7 | 211.2 | 198.3 | 188.6 | 223.8 | 10
2009 | 186.1 | 184 | 166 | 173.4 | 177.6 | 185.6 | 183.5 | 191.9 | 187.8 | 201.4 | 200.7 | 217.1 | 187.9 | 11
2010 | 219.4 | 218.6 | 222.5 | 226.5 | 225.2 | 223.2 | 222.7 | 226.2 | 232.3 | 234.8 | 238.2 | 235.3 | 227.1 | 12
2011 | 245.4 | 252.4 | 260.1 | 256 | 253.8 | 252.4 | 255 | 257.5 | 261 | 248.6 | 244.3 | 239.3 | 252.2 | 13
2012 | 240.2 | 248.7 | 249.1 | 252.3 | 254 | 248.7 | N/A | N/A | N/A | N/A | N/A | N/A | N/A | 14
2013 | N/A | N/A | N/A | N/A | N/A | N/A | N/A | N/A | N/A | N/A | N/A | N/A | N/A | 15
2014 | N/A | N/A | N/A | N/A | N/A | N/A | N/A | N/A | N/A | N/A | N/A | N/A | N/A | 16
2015 | N/A | N/A | N/A | N/A | N/A | N/A | N/A | N/A | N/A | N/A | N/A | N/A | N/A | 17
2016 | N/A | N/A | N/A | N/A | N/A | N/A | N/A | N/A | N/A | N/A | N/A | N/A | N/A | 18
2017 | N/A | N/A | N/A | N/A | N/A | N/A | N/A | N/A | N/A | N/A | N/A | N/A | N/A | 19
2018 | N/A | N/A | N/A | N/A | N/A | N/A | N/A | N/A | N/A | N/A | N/A | N/A | N/A | 20
2019 | N/A | N/A | N/A | N/A | N/A | N/A | N/A | N/A | N/A | N/A | N/A | N/A | N/A | 21
2020 | N/A | N/A | N/A | N/A | N/A | N/A | N/A | N/A | N/A | N/A | N/A | N/A | N/A | 22
23
| PCU3353113353111 |  | 199912
NAICS Code | 3353119 | Power and distribution transformers | [11 empty] | Row Numbers
| Jan | Feb | Mar | Apr | May | June | Jul | Aug | Sep | Oct | Nov | Dec | Annual
Year/Month # | 1 | 2 | 3 | 4 | 5 | 6 | 7 | 8 | 9 | 10 | 11 | 12 | 13 | 1
2000 | 100.3 | 100.8 | 101.5 | 101.7 | 101.7 | 101.6 | 100.8 | 100.5 | 99.9 | 100.2 | 99.2 | 99.2 | 100.6 | 2
2001 | 99.8 | 99.6 | 99.5 | 99.8 | 99.2 | 99.1 | 99.1 | 98.9 | 98.9 | 98.8 | 98.5 | 98.4 | 99.1 | 3
2002 | 97.9 | 97.9 | 97.5 | 97.8 | 98.1 | 98.2 | 98.2 | 98.2 | 98.2 | 98.2 | 98.3 | 98.3 | 98.1 | 4
2003 | 98.1 | 96.9 | 96.7 | 96.8 | 96.7 | 96.6 | 97.8 | 97.9 | 97.9 | 97.6 | 97.5 | 97.6 | 97.3 | 5
2004 | 97.8 | 98.1 | 98.8 | 100 | 99.9 | 100 | 101 | 101.7 | 103.1 | 104.2 | 105.2 | 108.3 | 101.5 | 6
2005 | 110.8 | 110.6 | 113.5 | 114.4 | 114.4 | 114.4 | 114.9 | 115.1 | 118.5 | 118.4 | 125.2 | 128.5 | 116.6 | 7
2006 | 127.6 | 128.3 | 128.4 | 130.4 | 131.2 | 133.9 | 137.8 | 141.5 | 145 | 145.3 | 145.1 | 146.1 | 136.7 | 8
2007 | 149.6 | 157.1 | 158.9 | 159.4 | 162.5 | 161.5 | 163 | 165 | 162.9 | 164 | 165.3 | 164.2 | 161.1 | 9
2008 | 170.2 | 170.9 | 178.4 | 179.9 | 183.7 | 189.9 | 195.4 | 194.3 | 194.6 | 194 | 178.3 | 174.4 | 183.7 | 10
2009 | 165.7 | 169.5 | 171.9 | 171.1 | 171 | 173.4 | 172.9 | 177.1 | 180.2 | 181.4 | 185.6 | 187.7 | 175.6 | 11
2010 | 190.5 | 190.7 | 190.5 | 191.1 | 194 | 192.4 | 191.6 | 191.8 | 191.8 | 192.6 | 193.7 | 193.7 | 192 | 12
2011 | 195.5 | 198.4 | 199.9 | 201.6 | 202.7 | 201.6 | 201.3 | 201.6 | 199.5 | 199.6 | 199.6 | 200.2 | 200.1 | 13
2012 | 203 | 203 | 203.4 | 204.7 | 205.6 | 205.6 | N/A | N/A | N/A | N/A | N/A | N/A | N/A | 14
2013 | N/A | N/A | N/A | N/A | N/A | N/A | N/A | N/A | N/A | N/A | N/A | N/A | N/A | 15
2014 | N/A | N/A | N/A | N/A | N/A | N/A | N/A | N/A | N/A | N/A | N/A | N/A | N/A | 16
2015 | N/A | N/A | N/A | N/A | N/A | N/A | N/A | N/A | N/A | N/A | N/A | N/A | N/A | 17
2016 | N/A | N/A | N/A | N/A | N/A | N/A | N/A | N/A | N/A | N/A | N/A | N/A | N/A | 18
2017 | N/A | N/A | N/A | N/A | N/A | N/A | N/A | N/A | N/A | N/A | N/A | N/A | N/A | 19
2018 | N/A | N/A | N/A | N/A | N/A | N/A | N/A | N/A | N/A | N/A | N/A | N/A | N/A | 20
2019 | N/A | N/A | N/A | N/A | N/A | N/A | N/A | N/A | N/A | N/A | N/A | N/A | N/A | 21
2020 | N/A | N/A | N/A | N/A | N/A | N/A | N/A | N/A | N/A | N/A | N/A | N/A | N/A | 22
23
| PCU3339953339952 |  | 199006
NAICS Code | 3339954 | Non-aerospace type hydraulic fluid power cylinders & actuators, linera and rotary | [11 empty] | Row Numbers
| Jan | Feb | Mar | Apr | May | June | Jul | Aug | Sep | Oct | Nov | Dec | Annual
Year/Month # | 1 | 2 | 3 | 4 | 5 | 6 | 7 | 8 | 9 | 10 | 11 | 12 | 13 | 1
2000 | 119.6 | 120.2 | 120.2 | 120.3 | 120.3 | 120.3 | 120.3 | 120.6 | 120.5 | 120.5 | 120.5 | 120.5 | 120.3 | 2
2001 | 121.6 | 120.6 | 120.6 | 120.7 | 122.7 | 122.7 | 122.7 | 122.7 | 122.4 | 122.4 | 122.4 | 122.4 | 122 | 3
2002 | 122.4 | 122.6 | 122.6 | 122.6 | 122.6 | 122.4 | 122.4 | 122.4 | 122.4 | 122.4 | 122.4 | 122.5 | 122.5 | 4
2003 | 123.4 | 122.7 | 122.7 | 122.7 | 122.7 | 122.7 | 124.1 | 123.9 | 123.9 | 123.5 | 123.5 | 123.5 | 123.3 | 5
2004 | 125.9 | 125.9 | 126.7 | 128.4 | 129.6 | 130.1 | 130.1 | 131.7 | 132 | 134.2 | 134.2 | 135.3 | 130.3 | 6
2005 | 135.3 | 136.7 | 138.1 | 138.3 | 138.3 | 139.3 | 141 | 141 | 141 | 141 | 141 | 141 | 139.3 | 7
2006 | 142.9 | 142.9 | 143.2 | 143.4 | 143.4 | 143.9 | 145.1 | 145.1 | 145.1 | 145.1 | 145.4 | 145.2 | 144.2 | 8
2007 | 146.4 | 146.4 | 146.9 | 148.1 | 148.1 | 148.1 | 148.1 | 148.1 | 148.5 | 148.5 | 151.3 | 153.8 | 148.5 | 9
2008 | 154.3 | 154.4 | 154.9 | 155.9 | 156.5 | 159.2 | 161 | 162.7 | 163.4 | 163 | 163.3 | 163.3 | 159.3 | 10
2009 | 163.7 | 162.4 | 162.3 | 162 | 161.5 | 164.8 | 164.8 | 164.8 | 164.8 | 164.9 | 164.9 | 164.9 | 163.8 | 11
2010 | 165 | 165.1 | 165.3 | 165.3 | 165.7 | 165.7 | 166.2 | 166.8 | 166.8 | 166.9 | 168 | 168 | 166.2 | 12
2011 | 168 | 168.1 | 168.1 | 169.3 | 169.7 | 169.9 | 170 | 170 | 170.9 | 171 | 172.4 | 172.4 | 170 | 13
2012 | 173.3 | 173.4 | 174.5 | 174.2 | 174.3 | 174.1 | N/A | N/A | N/A | N/A | N/A | N/A | N/A | 14
2013 | N/A | N/A | N/A | N/A | N/A | N/A | N/A | N/A | N/A | N/A | N/A | N/A | N/A | 15
2014 | N/A | N/A | N/A | N/A | N/A | N/A | N/A | N/A | N/A | N/A | N/A | N/A | N/A | 16
2015 | N/A | N/A | N/A | N/A | N/A | N/A | N/A | N/A | N/A | N/A | N/A | N/A | N/A | 17
2016 | N/A | N/A | N/A | N/A | N/A | N/A | N/A | N/A | N/A | N/A | N/A | N/A | N/A | 18
2017 | N/A | N/A | N/A | N/A | N/A | N/A | N/A | N/A | N/A | N/A | N/A | N/A | N/A | 19
2018 | N/A | N/A | N/A | N/A | N/A | N/A | N/A | N/A | N/A | N/A | N/A | N/A | N/A | 20
2019 | N/A | N/A | N/A | N/A | N/A | N/A | N/A | N/A | N/A | N/A | N/A | N/A | N/A | 21
2020 | N/A | N/A | N/A | N/A | N/A | N/A | N/A | N/A | N/A | N/A | N/A | N/A | N/A | 22
23
| PCU331221331221 |  | 198206
NAICS Code | 331221 | Rolled steel shape manufacturing | [11 empty] | Row Numbers
| Jan | Feb | Mar | Apr | May | June | Jul | Aug | Sep | Oct | Nov | Dec | Annual
Year/Month # | 1 | 2 | 3 | 4 | 5 | 6 | 7 | 8 | 9 | 10 | 11 | 12 | 13 | 1
2000 | 111.8 | 112.7 | 113 | 114.3 | 115.7 | 115.1 | 115.2 | 115.5 | 114.5 | 114.6 | 111.8 | 109.1 | 113.6 | 2
2001 | 108.6 | 109.7 | 108.8 | 108.3 | 107.9 | 107.3 | 107 | 106.6 | 106.9 | 106.5 | 106.4 | 105.8 | 107.5 | 3
2002 | 105.3 | 106.8 | 108.2 | 111.4 | 115.2 | 117 | 118.5 | 119.2 | 117.6 | 118.3 | 118.3 | 118.3 | 114.5 | 4
2003 | 118.5 | 118.8 | 118.5 | 117.3 | 117 | 117.3 | 117.5 | 117.1 | 117.5 | 117.6 | 119 | 119.9 | 118 | 5
2004 | 123.2 | 130.6 | 137.6 | 144 | 146.4 | 147.1 | 148.7 | 155.6 | 160.7 | 163.2 | 162.6 | 165.7 | 148.8 | 6
2005 | 176.4 | 177.4 | 174.9 | 174 | 174.2 | 167.9 | 164.6 | 159.9 | 162.1 | 164.5 | 165.3 | 167.8 | 169.1 | 7
2006 | 164 | 163.7 | 164.5 | 165.6 | 167.9 | 171.1 | 172.4 | 172.5 | 171.9 | 171.1 | 170.9 | 171 | 168.9 | 8
2007 | 169 | 170.3 | 172.4 | 175.4 | 174.8 | 173 | 171.9 | 171.5 | 170.7 | 169.6 | 169.7 | 172 | 171.7 | 9
2008 | 177.4 | 183.9 | 191.4 | 208 | 225.5 | 240.9 | 250.8 | 255.4 | 251.3 | 240.6 | 224.9 | 213.5 | 222 | 10
2009 | 203.5 | 196.3 | 189.5 | 184.2 | 177.3 | 174.4 | 179 | 182.5 | 181.5 | 180.4 | 177.3 | 178.1 | 183.7 | 11
2010 | 182.2 | 187.4 | 188.2 | 190 | 192.6 | 192.2 | 190.1 | 186.6 | 186 | 185.2 | 183.4 | 186.1 | 187.5 | 12
2011 | 189.7 | 196.9 | 205.1 | 215.5 | 218.2 | 212.9 | 210.2 | 209.5 | 207.2 | 207.9 | 205 | 204.3 | 206.9 | 13
2012 | 205 | 205 | 205.2 | 204.7 | 203.5 | 201.8 | N/A | N/A | N/A | N/A | N/A | N/A | N/A | 14
2013 | N/A | N/A | N/A | N/A | N/A | N/A | N/A | N/A | N/A | N/A | N/A | N/A | N/A | 15
2014 | N/A | N/A | N/A | N/A | N/A | N/A | N/A | N/A | N/A | N/A | N/A | N/A | N/A | 16
2015 | N/A | N/A | N/A | N/A | N/A | N/A | N/A | N/A | N/A | N/A | N/A | N/A | N/A | 17
2016 | N/A | N/A | N/A | N/A | N/A | N/A | N/A | N/A | N/A | N/A | N/A | N/A | N/A | 18
2017 | N/A | N/A | N/A | N/A | N/A | N/A | N/A | N/A | N/A | N/A | N/A | N/A | N/A | 19
2018 | N/A | N/A | N/A | N/A | N/A | N/A | N/A | N/A | N/A | N/A | N/A | N/A | N/A | 20
2019 | N/A | N/A | N/A | N/A | N/A | N/A | N/A | N/A | N/A | N/A | N/A | N/A | N/A | 21
2020 | N/A | N/A | N/A | N/A | N/A | N/A | N/A | N/A | N/A | N/A | N/A | N/A | N/A | 22
23
PCUBONS--BONS--
NAICS Code | BONS | Other non-residential construction |  |  |  | Previously through June 2010 | PCUBHWY--BHWY-- |  | 198606 |  |  |  |  | Row Numbers
| Jan | Feb | Mar | Apr | May | June | Jul | Aug | Sep | Oct | Nov | Dec | Annual
Year/Month # | 1 | 2 | 3 | 4 | 5 | 6 | 7 | 8 | 9 | 10 | 11 | 12 | 13 | 1
2000 | 61.7227 | 62.6439 | 62.4597 | 62.5518 | 63.3809 | 63.1506 | 62.9203 | 63.9797 | 63.7955 | 63.7494 | 63.2427 | 62.8743 | 63.0393 | 2
2001 | 63.4731 | 63.6573 | 63.2888 | 63.7955 | 64.4404 | 63.9337 | 62.9203 | 63.1046 | 63.7494 | 62.3676 | 61.7688 | 60.9857 | 63.1046 | 3
2002 | 61.216 | 60.9857 | 61.1239 | 61.4003 | 61.6306 | 61.6766 | 61.7688 | 61.8148 | 61.907 | 61.907 | 61.6766 | 61.5845 | 61.5845 | 4
2003 | 62.0451 | 62.5058 | 63.0124 | 63.1506 | 63.1046 | 63.0585 | 62.9664 | 63.0585 | 63.0124 | 62.9664 | 63.1506 | 63.1967 | 62.9203 | 5
2004 | 64.7167 | 65.0392 | 65.638 | 66.8816 | 68.1253 | 67.7107 | 68.7241 | 69.3229 | 69.9217 | 71.626 | 71.5799 | 70.0138 | 68.2635 | 6
2005 | 71.0732 | 72.0866 | 73.883 | 75.0345 | 74.8042 | 75.403 | 77.1994 | 78.3049 | 81.1147 | 83.2796 | 79.9632 | 79.9171 | 76.831 | 7
2006 | 81.7596 | 81.0226 | 82.6347 | 85.3984 | 86.55 | 87.7015 | 88.3464 | 88.8531 | 85.6287 | 84.3851 | 84.2469 | 84.7996 | 85.1221 | 8
2007 | 84.339 | 85.3063 | 87.5173 | 89.6361 | 91.018 | 90.6495 | 92.1234 | 90.2349 | 90.9719 | 90.9719 | 94.3805 | 93.3671 | 90.0507 | 9
2008 | 94.2883 | 94.8411 | 98.48 | 100.6449 | 104.6983 | 107.9687 | 112.1603 | 110.2257 | 111.0548 | 104.514 | 97.6509 | 92.8144 | 102.4413 | 10
2009 | 93.4592 | 91.801 | 91.2943 | 92.4919 | 94.012 | 96.1308 | 94.9332 | 96.269 | 95.8544 | 95.5781 | 96.4993 | 96.4072 | 94.5647 | 11
2010 | 97.9272 | 97.4666 | 99.0327 | 100.1842 | 100.8291 | 100 | 99.9 | 100.3 | 100 | 100.8 | 101.4 | 102.2 | 100.0033 | 12
2011 | 103.6 | 104.8 | 107.5 | 109.4 | 110.7 | 110.4 | 110.9 | 109.8 | 110.2 | 109.1 | 109 | 108.4 | 108.6 | 13
2012 | 109.2 | 109.7 | 112 | 112 | 111.2 | 110.3 | N/A | N/A | N/A | N/A | N/A | N/A | N/A | 14
2013 | N/A | N/A | N/A | N/A | N/A | N/A | N/A | N/A | N/A | N/A | N/A | N/A | N/A | 15
2014 | N/A | N/A | N/A | N/A | N/A | N/A | N/A | N/A | N/A | N/A | N/A | N/A | N/A | 16
2015 | N/A | N/A | N/A | N/A | N/A | N/A | N/A | N/A | N/A | N/A | N/A | N/A | N/A | 17
2016 | N/A | N/A | N/A | N/A | N/A | N/A | N/A | N/A | N/A | N/A | N/A | N/A | N/A | 18
2017 | N/A | N/A | N/A | N/A | N/A | N/A | N/A | N/A | N/A | N/A | N/A | N/A | N/A | 19
2018 | N/A | N/A | N/A | N/A | N/A | N/A | N/A | N/A | N/A | N/A | N/A | N/A | N/A | 20
2019 | N/A | N/A | N/A | N/A | N/A | N/A | N/A | N/A | N/A | N/A | N/A | N/A | N/A | 21
2020 | N/A | N/A | N/A | N/A | N/A | N/A | N/A | N/A | N/A | N/A | N/A | N/A | N/A | 22
23
Note: Data are adjusted from new 2010 baseline in accord with historical BHWY PPI Values | [13 empty] | 24
PCUBONS--BONS--
NAICS Code | BONS | Other non-residential construction |  |  | Previously through June 2010 | PCUBHVY--BHVY-- |  | 198606 | [5 empty] | Row Numbers
| Jan | Feb | Mar | Apr | May | June | Jul | Aug | Sep | Oct | Nov | Dec | Annual
Year/Month # | 1 | 2 | 3 | 4 | 5 | 6 | 7 | 8 | 9 | 10 | 11 | 12 | 13 | 1
2000 | 66.9257 | 67.5085 | 67.9942 | 67.7513 | 67.6542 | 68.237 | 68.1399 | 67.897 | 68.3827 | 68.2856 | 68.1884 | 67.8485 | 67.897 | 2
2001 | 68.0427 | 68.1399 | 67.9456 | 68.237 | 68.9169 | 68.8198 | 67.8485 | 67.8485 | 68.1884 | 66.9743 | 66.5857 | 66.1 | 67.7999 | 3
2002 | 66.1972 | 66.1486 | 66.3915 | 66.7314 | 66.6829 | 66.78 | 66.8286 | 66.9257 | 67.0714 | 67.0714 | 66.8286 | 66.7314 | 66.6829 | 4
2003 | 67.0228 | 67.4114 | 67.6056 | 67.4114 | 67.3142 | 67.4599 | 67.6056 | 67.7513 | 68.1399 | 68.1399 | 68.2856 | 68.4798 | 67.7028 | 5
2004 | 69.5969 | 70.5682 | 72.0738 | 73.4823 | 74.6965 | 74.745 | 75.5221 | 76.6877 | 77.222 | 78.4361 | 78.2904 | 77.6591 | 74.8907 | 6
2005 | 78.8247 | 79.6017 | 80.8159 | 81.3016 | 81.0102 | 81.4959 | 82.4672 | 83.1472 | 84.3613 | 85.9641 | 84.1185 | 84.507 | 82.3215 | 7
2006 | 85.6241 | 85.3813 | 86.3526 | 88.1496 | 89.3638 | 90.5294 | 91.1608 | 91.5979 | 89.558 | 88.8295 | 88.7324 | 89.1209 | 88.6838 | 8
2007 | 88.6838 | 89.3152 | 90.8694 | 92.4235 | 93.5406 | 93.5406 | 94.5119 | 93.3949 | 93.7834 | 93.8805 | 95.8718 | 95.2404 | 92.9092 | 9
2008 | 96.1146 | 96.9888 | 99.7086 | 102.0398 | 105.3424 | 108.0622 | 110.3934 | 109.1306 | 109.422 | 104.9053 | 100.0486 | 96.5032 | 103.2054 | 10
2009 | 96.4546 | 94.9004 | 94.0748 | 93.9291 | 94.7062 | 95.8232 | 94.949 | 96.3089 | 95.8718 | 95.5804 | 96.5032 | 96.4546 | 95.4832 | 11
2010 | 97.9116 | 97.4745 | 99.0287 | 100.1943 | 100.8256 | 100 | 99.9 | 100.3 | 100 | 100.8 | 101.4 | 102.2 | 100.0029 | 12
2011 | 103.6 | 104.8 | 107.5 | 109.4 | 110.7 | 110.4 | 110.9 | 109.8 | 110.2 | 109.1 | 109 | 108.4 | 108.6 | 13
2012 | 109.2 | 109.7 | 112 | 112 | 111.2 | 110.3 | N/A | N/A | N/A | N/A | N/A | N/A | N/A | 14
2013 | N/A | N/A | N/A | N/A | N/A | N/A | N/A | N/A | N/A | N/A | N/A | N/A | N/A | 15
2014 | N/A | N/A | N/A | N/A | N/A | N/A | N/A | N/A | N/A | N/A | N/A | N/A | N/A | 16
2015 | N/A | N/A | N/A | N/A | N/A | N/A | N/A | N/A | N/A | N/A | N/A | N/A | N/A | 17
2016 | N/A | N/A | N/A | N/A | N/A | N/A | N/A | N/A | N/A | N/A | N/A | N/A | N/A | 18
2017 | N/A | N/A | N/A | N/A | N/A | N/A | N/A | N/A | N/A | N/A | N/A | N/A | N/A | 19
2018 | N/A | N/A | N/A | N/A | N/A | N/A | N/A | N/A | N/A | N/A | N/A | N/A | N/A | 20
2019 | N/A | N/A | N/A | N/A | N/A | N/A | N/A | N/A | N/A | N/A | N/A | N/A | N/A | 21
2020 | N/A | N/A | N/A | N/A | N/A | N/A | N/A | N/A | N/A | N/A | N/A | N/A | N/A | 22
23
Note: Data are adjusted from new 2010 baseline in accord with historical BHVY PPI Values | [13 empty] | 24
| PCU4841214841212 |  | 199206
NAICS Code | 4841212 | General freight trucking, long-distance, truckload | [11 empty] | Row Numbers
| Jan | Feb | Mar | Apr | May | June | Jul | Aug | Sep | Oct | Nov | Dec | Annual
Year/Month # | 1 | 2 | 3 | 4 | 5 | 6 | 7 | 8 | 9 | 10 | 11 | 12 | 13 | 1
2000 | 106.1 | 106.4 | 107 | 107.5 | 107.9 | 108 | 108.1 | 108.4 | 109.2 | 109.5 | 109.8 | 109.8 | 108.1 | 2
2001 | 110 | 109.6 | 109.4 | 109.7 | 109.9 | 109.9 | 110.3 | 110.2 | 110.4 | 110 | 109.7 | 109.3 | 109.9 | 3
2002 | 108.9 | 108.8 | 108.7 | 109.3 | 109.3 | 109.5 | 109.5 | 109.8 | 109.9 | 110.2 | 110.4 | 110.3 | 109.5 | 4
2003 | 110.4 | 110.8 | 111.4 | 111.6 | 111.8 | 111.4 | 112.4 | 112.8 | 113 | 113.3 | 113.4 | 113.9 | 112.2 | 5
2004 | 114.2 | 115.1 | 115.2 | 115.6 | 116 | 116.7 | 116.7 | 117.3 | 118.3 | 119.2 | 120 | 119.4 | 117 | 6
2005 | 120.1 | 120.9 | 121.7 | 122.5 | 123.3 | 123.3 | 123.3 | 123.6 | 125.3 | 127.3 | 128 | 126.9 | 123.8 | 7
2006 | 125.6 | 125.6 | 125.7 | 126.1 | 127.6 | 128 | 128.1 | 128.8 | 129.1 | 128.6 | 128 | 127.8 | 127.4 | 8
2007 | 128.5 | 128 | 127.7 | 128.3 | 128.5 | 128.2 | 128.3 | 128.7 | 129 | 129.3 | 130.4 | 131.3 | 128.9 | 9
2008 | 131.4 | 131.3 | 132 | 133.3 | 136.4 | 139 | 139.9 | 140.2 | 137.6 | 137.4 | 133.8 | 130.4 | 135.2 | 10
2009 | 128.3 | 127.1 | 125.1 | 124.2 | 124.2 | 124.6 | 126.1 | 125.6 | 126.4 | 125.4 | 126.1 | 125.5 | 125.7 | 11
2010 | 125.3 | 125.6 | 126.7 | 127 | 128.1 | 128.6 | 128.3 | 128.7 | 128.8 | 129.4 | 131 | 131.5 | 128.2 | 12
2011 | 132 | 133 | 135.1 | 137.1 | 137.9 | 137.6 | 137.4 | 137.3 | 138.2 | 138.2 | 139.7 | 139.7 | 136.9 | 13
2012 | 140.7 | 141.5 | 143.8 | 144.4 | 144.4 | 142.9 | N/A | N/A | N/A | N/A | N/A | N/A | N/A | 14
2013 | N/A | N/A | N/A | N/A | N/A | N/A | N/A | N/A | N/A | N/A | N/A | N/A | N/A | 15
2014 | N/A | N/A | N/A | N/A | N/A | N/A | N/A | N/A | N/A | N/A | N/A | N/A | N/A | 16
2015 | N/A | N/A | N/A | N/A | N/A | N/A | N/A | N/A | N/A | N/A | N/A | N/A | N/A | 17
2016 | N/A | N/A | N/A | N/A | N/A | N/A | N/A | N/A | N/A | N/A | N/A | N/A | N/A | 18
2017 | N/A | N/A | N/A | N/A | N/A | N/A | N/A | N/A | N/A | N/A | N/A | N/A | N/A | 19
2018 | N/A | N/A | N/A | N/A | N/A | N/A | N/A | N/A | N/A | N/A | N/A | N/A | N/A | 20
2019 | N/A | N/A | N/A | N/A | N/A | N/A | N/A | N/A | N/A | N/A | N/A | N/A | N/A | 21
2020 | N/A | N/A | N/A | N/A | N/A | N/A | N/A | N/A | N/A | N/A | N/A | N/A | N/A | 22
23
| PCU3327223327223199 |  | 199912
NAICS Code | 332722489 | Other externally threaded metal fasteners, including studs | [11 empty] | Row Numbers
| Jan | Feb | Mar | Apr | May | June | Jul | Aug | Sep | Oct | Nov | Dec | Annual
Year/Month # | 1 | 2 | 3 | 4 | 5 | 6 | 7 | 8 | 9 | 10 | 11 | 12 | 13 | 1
2000 | 100 | 100 | 100 | 100.1 | 100 | 100.5 | 100.8 | 100.8 | 100.8 | 101 | 101 | 101 | 100.5 | 2
2001 | 98.7 | 98.7 | 98.6 | 100.1 | 100.2 | 100.2 | 100.2 | 100.2 | 99.4 | 99.5 | 99.5 | 99.5 | 99.6 | 3
2002 | 99.7 | 99.3 | 99.5 | 99.6 | 98.9 | 98.9 | 98.6 | 98.6 | 98.6 | 98.6 | 98.4 | 98.4 | 98.9 | 4
2003 | 98.4 | 98.4 | 98.4 | 98.4 | 98.5 | 98.6 | 98.6 | 98.6 | 98.6 | 98.6 | 98.6 | 98.6 | 98.5 | 5
2004 | 98.8 | 98.8 | 101.6 | 101.6 | 101.7 | 102.8 | 102.8 | 103.5 | 104.4 | 104.6 | 104.7 | 104.7 | 102.5 | 6
2005 | 104.7 | 104.8 | 104.8 | 105.1 | 105.1 | 105.1 | 105.6 | 105.6 | 105.8 | 105.7 | 105.7 | 105.8 | 105.3 | 7
2006 | 105.7 | 105.7 | 105.7 | 105.7 | 106.3 | 106.3 | 106.5 | 106.5 | 106.8 | 107.4 | 107.4 | 107.4 | 106.5 | 8
2007 | 107.6 | 107.6 | 107.6 | 108.7 | 109 | 109 | 109.5 | 109.5 | 109.5 | 109.5 | 109.5 | 109.5 | 108.9 | 9
2008 | 112.9 | 112.9 | 112.9 | 112.9 | 112.9 | 112.9 | 115.3 | 118.4 | 118.5 | 118.4 | 118.4 | 112.1 | 114.9 | 10
2009 | 113.8 | 110.1 | 110.1 | 109.8 | 107.9 | 108.1 | 105.8 | 104.9 | 102 | 101.8 | 101.9 | 101.9 | 106.5 | 11
2010 | 102.1 | 102.6 | 102.6 | 103.7 | 103.7 | 103.7 | 103.7 | 103.7 | 103.7 | 103.9 | 103.9 | 103.9 | 103.4 | 12
2011 | 104.3 | 106.2 | 106.9 | 108.1 | 108.3 | 108.3 | 108.4 | 108.5 | 108.4 | 108.3 | 108.4 | 108.5 | 107.7 | 13
2012 | 109 | 109.2 | 109.7 | 110 | 110.1 | 110.1 | N/A | N/A | N/A | N/A | N/A | N/A | N/A | 14
2013 | N/A | N/A | N/A | N/A | N/A | N/A | N/A | N/A | N/A | N/A | N/A | N/A | N/A | 15
2014 | N/A | N/A | N/A | N/A | N/A | N/A | N/A | N/A | N/A | N/A | N/A | N/A | N/A | 16
2015 | N/A | N/A | N/A | N/A | N/A | N/A | N/A | N/A | N/A | N/A | N/A | N/A | N/A | 17
2016 | N/A | N/A | N/A | N/A | N/A | N/A | N/A | N/A | N/A | N/A | N/A | N/A | N/A | 18
2017 | N/A | N/A | N/A | N/A | N/A | N/A | N/A | N/A | N/A | N/A | N/A | N/A | N/A | 19
2018 | N/A | N/A | N/A | N/A | N/A | N/A | N/A | N/A | N/A | N/A | N/A | N/A | N/A | 20
2019 | N/A | N/A | N/A | N/A | N/A | N/A | N/A | N/A | N/A | N/A | N/A | N/A | N/A | 21
2020 | N/A | N/A | N/A | N/A | N/A | N/A | N/A | N/A | N/A | N/A | N/A | N/A | N/A | 22
23
| PCU326150326150P |  | 200312
NAICS Code | 326150P | Urethane and other foam products | [11 empty] | Row Numbers
| Jan | Feb | Mar | Apr | May | June | Jul | Aug | Sep | Oct | Nov | Dec | Annual
Year/Month # | 1 | 2 | 3 | 4 | 5 | 6 | 7 | 8 | 9 | 10 | 11 | 12 | 13 | 1
2000 | 93.5 | 93.5 | 93.5 | 93.5 | 93.5 | 93.5 | 93.5 | 93.5 | 93.5 | 93.5 | 93.5 | 93.5 | 93.5 | 2
2001 | 96.2 | 96.2 | 96.2 | 96.2 | 96.2 | 96.2 | 96.2 | 96.2 | 96.2 | 96.2 | 96.2 | 96.2 | 96.2 | 3
2002 | 98 | 98 | 98 | 98 | 98 | 98 | 98 | 98 | 98 | 98 | 98 | 98 | 98 | 4
2003 | 100 | 100 | 100 | 100 | 100 | 100 | 100 | 100 | 100 | 100 | 100 | 100 | 100 | 5
2004 | 99.3 | 99.2 | 98.8 | 99.1 | 99.2 | 98.5 | 98.7 | 99.2 | 99.9 | 100.1 | 99.7 | 99.7 | 99.3 | 6
2005 | 100.7 | 100.9 | 102.5 | 102.8 | 104 | 104 | 104.5 | 104.2 | 105.2 | 108.3 | 140.8 | 132.7 | 109.4 | 7
2006 | 132.5 | 132.2 | 132.1 | 132.6 | 133.9 | 136.4 | 137.4 | 139.6 | 139.9 | 141.3 | 140.7 | 139.1 | 136.5 | 8
2007 | 136.9 | 135.9 | 134.5 | 131.7 | 130.3 | 130.2 | 129.9 | 130 | 129.9 | 130.1 | 130 | 130.5 | 131.7 | 9
2008 | 131 | 132.3 | 132.3 | 131.6 | 131.5 | 133.9 | 139.4 | 144.6 | 146.9 | 149.9 | 149.6 | 144.8 | 139 | 10
2009 | 141.9 | 141.3 | 141.3 | 137.3 | 138.6 | 140.4 | 142.5 | 142.5 | 142.9 | 142.4 | 141.7 | 140.7 | 141.1 | 11
2010 | 140.3 | 137.5 | 137.5 | 137.5 | 136.3 | 138.5 | 138.9 | 140.6 | 139.9 | 138.7 | 136.9 | 136 | 138.2 | 12
2011 | 135.7 | 135.9 | 135.8 | 136.5 | 136.5 | 142.1 | 142.2 | 141.4 | 141.5 | 141.5 | 141.5 | 141.9 | 139.4 | 13
2012 | 141.4 | 141.8 | 141.5 | 146.5 | 147.4 | 146.2 | N/A | N/A | N/A | N/A | N/A | N/A | N/A | 14
2013 | N/A | N/A | N/A | N/A | N/A | N/A | N/A | N/A | N/A | N/A | N/A | N/A | N/A | 15
2014 | N/A | N/A | N/A | N/A | N/A | N/A | N/A | N/A | N/A | N/A | N/A | N/A | N/A | 16
2015 | N/A | N/A | N/A | N/A | N/A | N/A | N/A | N/A | N/A | N/A | N/A | N/A | N/A | 17
2016 | N/A | N/A | N/A | N/A | N/A | N/A | N/A | N/A | N/A | N/A | N/A | N/A | N/A | 18
2017 | N/A | N/A | N/A | N/A | N/A | N/A | N/A | N/A | N/A | N/A | N/A | N/A | N/A | 19
2018 | N/A | N/A | N/A | N/A | N/A | N/A | N/A | N/A | N/A | N/A | N/A | N/A | N/A | 20
2019 | N/A | N/A | N/A | N/A | N/A | N/A | N/A | N/A | N/A | N/A | N/A | N/A | N/A | 21
2020 | N/A | N/A | N/A | N/A | N/A | N/A | N/A | N/A | N/A | N/A | N/A | N/A | N/A | 22
23
Note: Actual data not available for cells above in yellow. 2003 is base year. Projected back from base year Using CPI for Calendar Year.
Note on D11: elantz: These values are the base year points
Note on T13: Ben Maples: Enter the below codes in this website to retrieve updated PPI's: http://data.bls.gov/cgi-bin/srgate
Note on C90: elantz: This category is the primary products category for ball and roller bearings manufacturing
Note on C142: elantz: Current title is: Speed changers, drive and gear manufacturing
Note on C168: elantz: Current Title is: Industrial process variable instruments
Note on C194: elantz: Current title reflects minor change: Carbon Steel Castings, except investment
Note on C324: elantz: Current title reflects minor change:Power wire and cable, made from nonferrous metals (purchased wire)
Note on B349: elantz: It appears this number has changed but historic values match
Note on C350: elantz: Current title reflects minor change: Power and distribution transformers, except parts
Note on B375: elantz: This is technically a different BLS code but it appears to match all the inflationary numbers. The name is also similar but not exact (see comment below)
Note on C376: elantz: Title that matches values is: Non-aerospace hydraulic & all aerospace type fluid power cylinders & actuators, linear & rotar
Note on B507: elantz: Code has changed but values and title are the same