## test1_SAM
Shading results generated by Integrated SAM Shade Calculator on Thu May 12 16:04:33 2016 in 2.383 seconds
Geometry file: C:\Users\adobos\Projects\SAMnt\tests\3D Shading\test1.s3d
Site address: denver co |  |  |  |  | PVSOL | [6 empty] | Comparision
Latitude | 39.7392 | Longitude | -104.99 | Time zone: 7 | Loss | Rated PV Energy | Module-specific Partial Shading | Horizon Shading | Horizon shading | Module Area | Module Efficiency | Loss difference | Average difference
Month | Day | Hour | Minute | 0% |  | kWh | kWh | kWh | kWh/m2 | m2 | % | % | %
1 | 1 | 0 | 30 | 100 | 100 | 0 | 0 | 0 | 0 | 1.5 | 13.34% | 0 | 7.4703
1 | 1 | 1 | 30 | 100 | 100 | 0 | 0 | 0 | 0 | 1.5 | 13.34% | 0
1 | 1 | 2 | 30 | 100 | 100 | 0 | 0 | 0 | 0 | 1.5 | 13.34% | 0
1 | 1 | 3 | 30 | 100 | 100 | 0 | 0 | 0 | 0 | 1.5 | 13.34% | 0
1 | 1 | 4 | 30 | 100 | 100 | 0 | 0 | 0 | 0 | 1.5 | 13.34% | 0
1 | 1 | 5 | 30 | 100 | 100 | 0 | 0 | 0 | 0 | 1.5 | 13.34% | 0
1 | 1 | 6 | 30 | 100 | 100 | 0 | 0 | 0 | 0 | 1.5 | 13.34% | 0
1 | 1 | 7 | 30 | 10.558 | 7.2637 | 0.001507 | 0 | -0.00010205 | -0.00051 | 1.5 | 13.34% | 3.2943
1 | 1 | 8 | 30 | 29.559 | 32.6138 | 0.022268 | -0.00627 | -0.00074837 | -0.00374 | 1.5 | 13.34% | 3.0548
1 | 1 | 9 | 30 | 51.438 | 63.3707 | 0.091903 | -0.05703 | -0.00074037 | -0.0037 | 1.5 | 13.34% | 11.9327
1 | 1 | 10 | 30 | 62.59 | 64.2185 | 0.11677 | -0.07346 | -0.00093046 | -0.00465 | 1.5 | 13.34% | 1.6285
1 | 1 | 11 | 30 | 72.185 | 69.6871 | 0.14275 | -0.09811 | -0.0008064 | -0.00403 | 1.5 | 13.34% | 2.4979
1 | 1 | 12 | 30 | 73.497 | 62.0144 | 0.10674 | -0.06386 | -0.0014407 | -0.0072 | 1.5 | 13.34% | 11.4826
1 | 1 | 13 | 30 | 63.749 | 62.0111 | 0.10749 | -0.06485 | -0.0011146 | -0.00557 | 1.5 | 13.34% | 1.7379
1 | 1 | 14 | 30 | 53.108 | 60.6247 | 0.081701 | -0.04803 | -0.00093447 | -0.00467 | 1.5 | 13.34% | 7.5167
1 | 1 | 15 | 30 | 32.651 | 50.8969 | 0.045463 | -0.02217 | -0.00064232 | -0.00321 | 1.5 | 13.34% | 18.2459
1 | 1 | 16 | 30 | 12.261 | 7.1873 | 0.003014 | 0 | -0.0002021 | -0.00101 | 1.5 | 13.34% | 5.0737
1 | 1 | 17 | 30 | 100 | 100 | 0 | 0 | 0 | 0 | 1.5 | 13.34% | 0
1 | 1 | 18 | 30 | 100 | 100 | 0 | 0 | 0 | 0 | 1.5 | 13.34% | 0
1 | 1 | 19 | 30 | 100 | 100 | 0 | 0 | 0 | 0 | 1.5 | 13.34% | 0
1 | 1 | 20 | 30 | 100 | 100 | 0 | 0 | 0 | 0 | 1.5 | 13.34% | 0
1 | 1 | 21 | 30 | 100 | 100 | 0 | 0 | 0 | 0 | 1.5 | 13.34% | 0
1 | 1 | 22 | 30 | 100 | 100 | 0 | 0 | 0 | 0 | 1.5 | 13.34% | 0
1 | 1 | 23 | 30 | 100 | 100 | 0 | 0 | 0 | 0 | 1.5 | 13.34% | 0
1 | 2 | 0 | 30 | 100 | 100 | 0 | 0 | 0 | 0 | 1.5 | 13.34% | 0
1 | 2 | 1 | 30 | 100 | 100 | 0 | 0 | 0 | 0 | 1.5 | 13.34% | 0
1 | 2 | 2 | 30 | 100 | 100 | 0 | 0 | 0 | 0 | 1.5 | 13.34% | 0
1 | 2 | 3 | 30 | 100 | 100 | 0 | 0 | 0 | 0 | 1.5 | 13.34% | 0
1 | 2 | 4 | 30 | 100 | 100 | 0 | 0 | 0 | 0 | 1.5 | 13.34% | 0
1 | 2 | 5 | 30 | 100 | 100 | 0 | 0 | 0 | 0 | 1.5 | 13.34% | 0
1 | 2 | 6 | 30 | 100 | 100 | 0 | 0 | 0 | 0 | 1.5 | 13.34% | 0
1 | 2 | 7 | 30 | 10.327 | 7.1741 | 0.002511 | 0 | -0.00016808 | -0.00084 | 1.5 | 13.34% | 3.1529
1 | 2 | 8 | 30 | 29.174 | 29.8142 | 0.020239 | -0.00506 | -0.00075037 | -0.00375 | 1.5 | 13.34% | 0.64019
1 | 2 | 9 | 30 | 51.186 | 58.5255 | 0.074246 | -0.04187 | -0.0009985 | -0.00499 | 1.5 | 13.34% | 7.3395
1 | 2 | 10 | 30 | 62.298 | 66.5187 | 0.13548 | -0.08909 | -0.00061831 | -0.00309 | 1.5 | 13.34% | 4.2207
1 | 2 | 11 | 30 | 71.831 | 59.7191 | 0.10064 | -0.05765 | -0.0015348 | -0.00767 | 1.5 | 13.34% | 12.1119
1 | 2 | 12 | 30 | 73.33 | 55.919 | 0.087915 | -0.04645 | -0.0017389 | -0.00869 | 1.5 | 13.34% | 17.411
1 | 2 | 13 | 30 | 63.653 | 52.826 | 0.077505 | -0.03853 | -0.0015788 | -0.00789 | 1.5 | 13.34% | 10.827
1 | 2 | 14 | 30 | 52.95 | 61.6003 | 0.085653 | -0.05133 | -0.00088644 | -0.00443 | 1.5 | 13.34% | 8.6503
1 | 2 | 15 | 30 | 32.711 | 42.4212 | 0.030992 | -0.01205 | -0.00077039 | -0.00385 | 1.5 | 13.34% | 9.7102
1 | 2 | 16 | 30 | 12.264 | 7.199 | 0.003516 | 0 | -0.00023612 | -0.00118 | 1.5 | 13.34% | 5.065
1 | 2 | 17 | 30 | 100 | 100 | 0 | 0 | 0 | 0 | 1.5 | 13.34% | 0
1 | 2 | 18 | 30 | 100 | 100 | 0 | 0 | 0 | 0 | 1.5 | 13.34% | 0
1 | 2 | 19 | 30 | 100 | 100 | 0 | 0 | 0 | 0 | 1.5 | 13.34% | 0
1 | 2 | 20 | 30 | 100 | 100 | 0 | 0 | 0 | 0 | 1.5 | 13.34% | 0
1 | 2 | 21 | 30 | 100 | 100 | 0 | 0 | 0 | 0 | 1.5 | 13.34% | 0
1 | 2 | 22 | 30 | 100 | 100 | 0 | 0 | 0 | 0 | 1.5 | 13.34% | 0
1 | 2 | 23 | 30 | 100 | 100 | 0 | 0 | 0 | 0 | 1.5 | 13.34% | 0
1 | 3 | 0 | 30 | 100 | 100 | 0 | 0 | 0 | 0 | 1.5 | 13.34% | 0
1 | 3 | 1 | 30 | 100 | 100 | 0 | 0 | 0 | 0 | 1.5 | 13.34% | 0
1 | 3 | 2 | 30 | 100 | 100 | 0 | 0 | 0 | 0 | 1.5 | 13.34% | 0
1 | 3 | 3 | 30 | 100 | 100 | 0 | 0 | 0 | 0 | 1.5 | 13.34% | 0
1 | 3 | 4 | 30 | 100 | 100 | 0 | 0 | 0 | 0 | 1.5 | 13.34% | 0
1 | 3 | 5 | 30 | 100 | 100 | 0 | 0 | 0 | 0 | 1.5 | 13.34% | 0
1 | 3 | 6 | 30 | 100 | 100 | 0 | 0 | 0 | 0 | 1.5 | 13.34% | 0
1 | 3 | 7 | 30 | 10.083 | 7.2317 | 0.002344 | 0 | -0.00015808 | -0.00079 | 1.5 | 13.34% | 2.8513
1 | 3 | 8 | 30 | 28.849 | 25.5319 | 0.017378 | -0.0035 | -0.00074637 | -0.00373 | 1.5 | 13.34% | 3.3171
1 | 3 | 9 | 30 | 50.883 | 47.7606 | 0.050599 | -0.02228 | -0.0012766 | -0.00638 | 1.5 | 13.34% | 3.1224
1 | 3 | 10 | 30 | 61.991 | 59.4654 | 0.098924 | -0.05686 | -0.0012326 | -0.00616 | 1.5 | 13.34% | 2.5256
1 | 3 | 11 | 30 | 71.594 | 70.1092 | 0.1523 | -0.10567 | -0.00065032 | -0.00325 | 1.5 | 13.34% | 1.4848
1 | 3 | 12 | 30 | 73.245 | 68.8124 | 0.13919 | -0.09427 | -0.00089445 | -0.00447 | 1.5 | 13.34% | 4.4326
1 | 3 | 13 | 30 | 63.466 | 63.8802 | 0.1171 | -0.07321 | -0.00097249 | -0.00486 | 1.5 | 13.34% | 0.4142
1 | 3 | 14 | 30 | 52.88 | 60.3222 | 0.081512 | -0.04763 | -0.00096048 | -0.0048 | 1.5 | 13.34% | 7.4422
1 | 3 | 15 | 30 | 32.732 | 45.4808 | 0.035711 | -0.01515 | -0.00075037 | -0.00375 | 1.5 | 13.34% | 12.7488
1 | 3 | 16 | 30 | 12.305 | 7.2237 | 0.003683 | 0 | -0.00024812 | -0.00124 | 1.5 | 13.34% | 5.0813
1 | 3 | 17 | 30 | 100 | 100 | 0 | 0 | 0 | 0 | 1.5 | 13.34% | 0
1 | 3 | 18 | 30 | 100 | 100 | 0 | 0 | 0 | 0 | 1.5 | 13.34% | 0
1 | 3 | 19 | 30 | 100 | 100 | 0 | 0 | 0 | 0 | 1.5 | 13.34% | 0
1 | 3 | 20 | 30 | 100 | 100 | 0 | 0 | 0 | 0 | 1.5 | 13.34% | 0
1 | 3 | 21 | 30 | 100 | 100 | 0 | 0 | 0 | 0 | 1.5 | 13.34% | 0
1 | 3 | 22 | 30 | 100 | 100 | 0 | 0 | 0 | 0 | 1.5 | 13.34% | 0
1 | 3 | 23 | 30 | 100 | 100 | 0 | 0 | 0 | 0 | 1.5 | 13.34% | 0
1 | 4 | 0 | 30 | 100 | 100 | 0 | 0 | 0 | 0 | 1.5 | 13.34% | 0
1 | 4 | 1 | 30 | 100 | 100 | 0 | 0 | 0 | 0 | 1.5 | 13.34% | 0
1 | 4 | 2 | 30 | 100 | 100 | 0 | 0 | 0 | 0 | 1.5 | 13.34% | 0
1 | 4 | 3 | 30 | 100 | 100 | 0 | 0 | 0 | 0 | 1.5 | 13.34% | 0
1 | 4 | 4 | 30 | 100 | 100 | 0 | 0 | 0 | 0 | 1.5 | 13.34% | 0
1 | 4 | 5 | 30 | 100 | 100 | 0 | 0 | 0 | 0 | 1.5 | 13.34% | 0
1 | 4 | 6 | 30 | 100 | 100 | 0 | 0 | 0 | 0 | 1.5 | 13.34% | 0
1 | 4 | 7 | 30 | 9.884 | 7.2317 | 0.002344 | 0 | -0.00015808 | -0.00079 | 1.5 | 13.34% | 2.6523
1 | 4 | 8 | 30 | 28.551 | 13.6368 | 0.010769 | -0.00075 | -0.00063232 | -0.00316 | 1.5 | 13.34% | 14.9142
1 | 4 | 9 | 30 | 50.53 | 16.4555 | 0.023147 | -0.00225 | -0.0013387 | -0.00669 | 1.5 | 13.34% | 34.0745
1 | 4 | 10 | 30 | 61.735 | 14.5892 | 0.027109 | -0.0021 | -0.0016188 | -0.00809 | 1.5 | 13.34% | 47.1458
1 | 4 | 11 | 30 | 71.278 | 15.0459 | 0.030968 | -0.00253 | -0.0018509 | -0.00925 | 1.5 | 13.34% | 56.2321
1 | 4 | 12 | 30 | 73.006 | 12.4475 | 0.024405 | -0.00133 | -0.0015188 | -0.00759 | 1.5 | 13.34% | 60.5585
1 | 4 | 13 | 30 | 63.295 | 12.2913 | 0.021832 | -0.00116 | -0.0013567 | -0.00678 | 1.5 | 13.34% | 51.0037
1 | 4 | 14 | 30 | 52.822 | 13.4561 | 0.018599 | -0.00122 | -0.0011306 | -0.00565 | 1.5 | 13.34% | 39.3659
1 | 4 | 15 | 30 | 32.874 | 10.6474 | 0.007662 | -0.00028 | -0.00048424 | -0.00242 | 1.5 | 13.34% | 22.2266
1 | 4 | 16 | 30 | 12.328 | 7.1741 | 0.003348 | 0 | -0.00022411 | -0.00112 | 1.5 | 13.34% | 5.1539
1 | 4 | 17 | 30 | 100 | 100 | 0 | 0 | 0 | 0 | 1.5 | 13.34% | 0
1 | 4 | 18 | 30 | 100 | 100 | 0 | 0 | 0 | 0 | 1.5 | 13.34% | 0
1 | 4 | 19 | 30 | 100 | 100 | 0 | 0 | 0 | 0 | 1.5 | 13.34% | 0
1 | 4 | 20 | 30 | 100 | 100 | 0 | 0 | 0 | 0 | 1.5 | 13.34% | 0
1 | 4 | 21 | 30 | 100 | 100 | 0 | 0 | 0 | 0 | 1.5 | 13.34% | 0
1 | 4 | 22 | 30 | 100 | 100 | 0 | 0 | 0 | 0 | 1.5 | 13.34% | 0
1 | 4 | 23 | 30 | 100 | 100 | 0 | 0 | 0 | 0 | 1.5 | 13.34% | 0
1 | 5 | 0 | 30 | 100 | 100 | 0 | 0 | 0 | 0 | 1.5 | 13.34% | 0
1 | 5 | 1 | 30 | 100 | 100 | 0 | 0 | 0 | 0 | 1.5 | 13.34% | 0
1 | 5 | 2 | 30 | 100 | 100 | 0 | 0 | 0 | 0 | 1.5 | 13.34% | 0
1 | 5 | 3 | 30 | 100 | 100 | 0 | 0 | 0 | 0 | 1.5 | 13.34% | 0
1 | 5 | 4 | 30 | 100 | 100 | 0 | 0 | 0 | 0 | 1.5 | 13.34% | 0
1 | 5 | 5 | 30 | 100 | 100 | 0 | 0 | 0 | 0 | 1.5 | 13.34% | 0
1 | 5 | 6 | 30 | 100 | 100 | 0 | 0 | 0 | 0 | 1.5 | 13.34% | 0
1 | 5 | 7 | 30 | 9.698 | 7.2067 | 0.002679 | 0 | -0.00018009 | -0.0009 | 1.5 | 13.34% | 2.4913
1 | 5 | 8 | 30 | 28.237 | 49.979 | 0.055944 | -0.02724 | -0.00048024 | -0.0024 | 1.5 | 13.34% | 21.742
1 | 5 | 9 | 30 | 50.2 | 65.439 | 0.10611 | -0.06857 | -0.00052426 | -0.00262 | 1.5 | 13.34% | 15.239
1 | 5 | 10 | 30 | 61.411 | 64.626 | 0.12829 | -0.08168 | -0.00074637 | -0.00373 | 1.5 | 13.34% | 3.215
1 | 5 | 11 | 30 | 70.819 | 70.8813 | 0.1589 | -0.11169 | -0.00055028 | -0.00275 | 1.5 | 13.34% | 0.062257
1 | 5 | 12 | 30 | 72.735 | 69.5185 | 0.15046 | -0.10339 | -0.00071236 | -0.00356 | 1.5 | 13.34% | 3.2165
1 | 5 | 13 | 30 | 63.121 | 65.6636 | 0.13293 | -0.08609 | -0.00072236 | -0.00361 | 1.5 | 13.34% | 2.5426
1 | 5 | 14 | 30 | 52.554 | 55.6241 | 0.07178 | -0.03818 | -0.0011226 | -0.00561 | 1.5 | 13.34% | 3.0701
1 | 5 | 15 | 30 | 32.917 | 47.0297 | 0.03921 | -0.01734 | -0.00074837 | -0.00374 | 1.5 | 13.34% | 14.1127
1 | 5 | 16 | 30 | 12.264 | 7.2077 | 0.004018 | 0 | -0.00027013 | -0.00135 | 1.5 | 13.34% | 5.0563
1 | 5 | 17 | 30 | 100 | 100 | 0 | 0 | 0 | 0 | 1.5 | 13.34% | 0
1 | 5 | 18 | 30 | 100 | 100 | 0 | 0 | 0 | 0 | 1.5 | 13.34% | 0
1 | 5 | 19 | 30 | 100 | 100 | 0 | 0 | 0 | 0 | 1.5 | 13.34% | 0
1 | 5 | 20 | 30 | 100 | 100 | 0 | 0 | 0 | 0 | 1.5 | 13.34% | 0
1 | 5 | 21 | 30 | 100 | 100 | 0 | 0 | 0 | 0 | 1.5 | 13.34% | 0
1 | 5 | 22 | 30 | 100 | 100 | 0 | 0 | 0 | 0 | 1.5 | 13.34% | 0
1 | 5 | 23 | 30 | 100 | 100 | 0 | 0 | 0 | 0 | 1.5 | 13.34% | 0
1 | 6 | 0 | 30 | 100 | 100 | 0 | 0 | 0 | 0 | 1.5 | 13.34% | 0
1 | 6 | 1 | 30 | 100 | 100 | 0 | 0 | 0 | 0 | 1.5 | 13.34% | 0
1 | 6 | 2 | 30 | 100 | 100 | 0 | 0 | 0 | 0 | 1.5 | 13.34% | 0
1 | 6 | 3 | 30 | 100 | 100 | 0 | 0 | 0 | 0 | 1.5 | 13.34% | 0
1 | 6 | 4 | 30 | 100 | 100 | 0 | 0 | 0 | 0 | 1.5 | 13.34% | 0
1 | 6 | 5 | 30 | 100 | 100 | 0 | 0 | 0 | 0 | 1.5 | 13.34% | 0
1 | 6 | 6 | 30 | 100 | 100 | 0 | 0 | 0 | 0 | 1.5 | 13.34% | 0
1 | 6 | 7 | 30 | 9.5 | 7.1741 | 0.001674 | 0 | -0.00011206 | -0.00056 | 1.5 | 13.34% | 2.3259
1 | 6 | 8 | 30 | 27.908 | 45.4374 | 0.042943 | -0.01861 | -0.00062031 | -0.0031 | 1.5 | 13.34% | 17.5294
1 | 6 | 9 | 30 | 49.872 | 61.5329 | 0.089861 | -0.05404 | -0.00077639 | -0.00388 | 1.5 | 13.34% | 11.6609
1 | 6 | 10 | 30 | 61.043 | 66.3991 | 0.14113 | -0.09282 | -0.00053427 | -0.00267 | 1.5 | 13.34% | 5.3561
1 | 6 | 11 | 30 | 70.564 | 70.2197 | 0.16133 | -0.11241 | -0.00051426 | -0.00257 | 1.5 | 13.34% | 0.34435
1 | 6 | 12 | 30 | 72.514 | 70.056 | 0.16251 | -0.11297 | -0.00051626 | -0.00258 | 1.5 | 13.34% | 2.458
1 | 6 | 13 | 30 | 62.898 | 66.5271 | 0.14588 | -0.09619 | -0.00051626 | -0.00258 | 1.5 | 13.34% | 3.6291
1 | 6 | 14 | 30 | 52.474 | 65.0492 | 0.11077 | -0.07116 | -0.00054227 | -0.00271 | 1.5 | 13.34% | 12.5752
1 | 6 | 15 | 30 | 32.952 | 54.0492 | 0.062127 | -0.03279 | -0.00051226 | -0.00256 | 1.5 | 13.34% | 21.0972
1 | 6 | 16 | 30 | 12.232 | 7.1942 | 0.004353 | 0 | -0.00029215 | -0.00146 | 1.5 | 13.34% | 5.0378
1 | 6 | 17 | 30 | 100 | 100 | 0 | 0 | 0 | 0 | 1.5 | 13.34% | 0
1 | 6 | 18 | 30 | 100 | 100 | 0 | 0 | 0 | 0 | 1.5 | 13.34% | 0
1 | 6 | 19 | 30 | 100 | 100 | 0 | 0 | 0 | 0 | 1.5 | 13.34% | 0
1 | 6 | 20 | 30 | 100 | 100 | 0 | 0 | 0 | 0 | 1.5 | 13.34% | 0
1 | 6 | 21 | 30 | 100 | 100 | 0 | 0 | 0 | 0 | 1.5 | 13.34% | 0
1 | 6 | 22 | 30 | 100 | 100 | 0 | 0 | 0 | 0 | 1.5 | 13.34% | 0
1 | 6 | 23 | 30 | 100 | 100 | 0 | 0 | 0 | 0 | 1.5 | 13.34% | 0
1 | 7 | 0 | 30 | 100 | 100 | 0 | 0 | 0 | 0 | 1.5 | 13.34% | 0
1 | 7 | 1 | 30 | 100 | 100 | 0 | 0 | 0 | 0 | 1.5 | 13.34% | 0
1 | 7 | 2 | 30 | 100 | 100 | 0 | 0 | 0 | 0 | 1.5 | 13.34% | 0
1 | 7 | 3 | 30 | 100 | 100 | 0 | 0 | 0 | 0 | 1.5 | 13.34% | 0
1 | 7 | 4 | 30 | 100 | 100 | 0 | 0 | 0 | 0 | 1.5 | 13.34% | 0
1 | 7 | 5 | 30 | 100 | 100 | 0 | 0 | 0 | 0 | 1.5 | 13.34% | 0
1 | 7 | 6 | 30 | 100 | 100 | 0 | 0 | 0 | 0 | 1.5 | 13.34% | 0
1 | 7 | 7 | 30 | 9.263 | 7.1741 | 0.000837 | 0 | -5.6028e-05 | -0.00028 | 1.5 | 13.34% | 2.0889
1 | 7 | 8 | 30 | 27.544 | 9.8903 | 0.00659 | -0.00019 | -0.00042021 | -0.0021 | 1.5 | 13.34% | 17.6537
1 | 7 | 9 | 30 | 49.407 | 10.0363 | 0.011846 | -0.00035 | -0.00076238 | -0.00381 | 1.5 | 13.34% | 39.3707
1 | 7 | 10 | 30 | 60.688 | 9.9138 | 0.01592 | -0.00045 | -0.0010265 | -0.00513 | 1.5 | 13.34% | 50.7742
1 | 7 | 11 | 30 | 70.132 | 9.8953 | 0.017942 | -0.0005 | -0.0011606 | -0.0058 | 1.5 | 13.34% | 60.2367
1 | 7 | 12 | 30 | 72.334 | 9.861 | 0.018112 | -0.0005 | -0.0011706 | -0.00585 | 1.5 | 13.34% | 62.473
1 | 7 | 13 | 30 | 62.694 | 9.7913 | 0.016251 | -0.00044 | -0.0010485 | -0.00524 | 1.5 | 13.34% | 52.9027
1 | 7 | 14 | 30 | 52.381 | 10.0635 | 0.012705 | -0.00038 | -0.00081641 | -0.00408 | 1.5 | 13.34% | 42.3175
1 | 7 | 15 | 30 | 32.913 | 10.1424 | 0.007625 | -0.00024 | -0.00048424 | -0.00242 | 1.5 | 13.34% | 22.7706
1 | 7 | 16 | 30 | 12.248 | 7.2637 | 0.001507 | 0 | -0.00010205 | -0.00051 | 1.5 | 13.34% | 4.9843
1 | 7 | 17 | 30 | 100 | 100 | 0 | 0 | 0 | 0 | 1.5 | 13.34% | 0
1 | 7 | 18 | 30 | 100 | 100 | 0 | 0 | 0 | 0 | 1.5 | 13.34% | 0
1 | 7 | 19 | 30 | 100 | 100 | 0 | 0 | 0 | 0 | 1.5 | 13.34% | 0
1 | 7 | 20 | 30 | 100 | 100 | 0 | 0 | 0 | 0 | 1.5 | 13.34% | 0
1 | 7 | 21 | 30 | 100 | 100 | 0 | 0 | 0 | 0 | 1.5 | 13.34% | 0
1 | 7 | 22 | 30 | 100 | 100 | 0 | 0 | 0 | 0 | 1.5 | 13.34% | 0
1 | 7 | 23 | 30 | 100 | 100 | 0 | 0 | 0 | 0 | 1.5 | 13.34% | 0
1 | 8 | 0 | 30 | 100 | 100 | 0 | 0 | 0 | 0 | 1.5 | 13.34% | 0
1 | 8 | 1 | 30 | 100 | 100 | 0 | 0 | 0 | 0 | 1.5 | 13.34% | 0
1 | 8 | 2 | 30 | 100 | 100 | 0 | 0 | 0 | 0 | 1.5 | 13.34% | 0
1 | 8 | 3 | 30 | 100 | 100 | 0 | 0 | 0 | 0 | 1.5 | 13.34% | 0
1 | 8 | 4 | 30 | 100 | 100 | 0 | 0 | 0 | 0 | 1.5 | 13.34% | 0
1 | 8 | 5 | 30 | 100 | 100 | 0 | 0 | 0 | 0 | 1.5 | 13.34% | 0
1 | 8 | 6 | 30 | 100 | 100 | 0 | 0 | 0 | 0 | 1.5 | 13.34% | 0
1 | 8 | 7 | 30 | 9.012 | 7.2317 | 0.002344 | 0 | -0.00015808 | -0.00079 | 1.5 | 13.34% | 1.7803
1 | 8 | 8 | 30 | 27.136 | 47.1053 | 0.047833 | -0.02169 | -0.00057229 | -0.00286 | 1.5 | 13.34% | 19.9693
1 | 8 | 9 | 30 | 49.162 | 63.5718 | 0.10352 | -0.06488 | -0.00056828 | -0.00284 | 1.5 | 13.34% | 14.4098
1 | 8 | 10 | 30 | 60.385 | 61.4236 | 0.1149 | -0.06898 | -0.00098849 | -0.00494 | 1.5 | 13.34% | 1.0386
1 | 8 | 11 | 30 | 69.649 | 65.7935 | 0.13639 | -0.08814 | -0.00096248 | -0.00481 | 1.5 | 13.34% | 3.8555
1 | 8 | 12 | 30 | 72.02 | 68.6538 | 0.15188 | -0.10307 | -0.00071236 | -0.00356 | 1.5 | 13.34% | 3.3662
1 | 8 | 13 | 30 | 62.372 | 67.3031 | 0.15392 | -0.10291 | -0.0004082 | -0.00204 | 1.5 | 13.34% | 4.9311
1 | 8 | 14 | 30 | 52.12 | 65.5334 | 0.1201 | -0.07801 | -0.00042021 | -0.0021 | 1.5 | 13.34% | 13.4134
1 | 8 | 15 | 30 | 32.908 | 55.3969 | 0.072214 | -0.03937 | -0.0004082 | -0.00204 | 1.5 | 13.34% | 22.4889
1 | 8 | 16 | 30 | 12.232 | 7.2019 | 0.004855 | 0 | -0.00032616 | -0.00163 | 1.5 | 13.34% | 5.0301
1 | 8 | 17 | 30 | 100 | 100 | 0 | 0 | 0 | 0 | 1.5 | 13.34% | 0
1 | 8 | 18 | 30 | 100 | 100 | 0 | 0 | 0 | 0 | 1.5 | 13.34% | 0
1 | 8 | 19 | 30 | 100 | 100 | 0 | 0 | 0 | 0 | 1.5 | 13.34% | 0
1 | 8 | 20 | 30 | 100 | 100 | 0 | 0 | 0 | 0 | 1.5 | 13.34% | 0
1 | 8 | 21 | 30 | 100 | 100 | 0 | 0 | 0 | 0 | 1.5 | 13.34% | 0
1 | 8 | 22 | 30 | 100 | 100 | 0 | 0 | 0 | 0 | 1.5 | 13.34% | 0
1 | 8 | 23 | 30 | 100 | 100 | 0 | 0 | 0 | 0 | 1.5 | 13.34% | 0
1 | 9 | 0 | 30 | 100 | 100 | 0 | 0 | 0 | 0 | 1.5 | 13.34% | 0
1 | 9 | 1 | 30 | 100 | 100 | 0 | 0 | 0 | 0 | 1.5 | 13.34% | 0
1 | 9 | 2 | 30 | 100 | 100 | 0 | 0 | 0 | 0 | 1.5 | 13.34% | 0
1 | 9 | 3 | 30 | 100 | 100 | 0 | 0 | 0 | 0 | 1.5 | 13.34% | 0
1 | 9 | 4 | 30 | 100 | 100 | 0 | 0 | 0 | 0 | 1.5 | 13.34% | 0
1 | 9 | 5 | 30 | 100 | 100 | 0 | 0 | 0 | 0 | 1.5 | 13.34% | 0
1 | 9 | 6 | 30 | 100 | 100 | 0 | 0 | 0 | 0 | 1.5 | 13.34% | 0
1 | 9 | 7 | 30 | 8.842 | 7.2317 | 0.002344 | 0 | -0.00015808 | -0.00079 | 1.5 | 13.34% | 1.6103
1 | 9 | 8 | 30 | 26.74 | 47.8258 | 0.050225 | -0.02321 | -0.00054827 | -0.00274 | 1.5 | 13.34% | 21.0858
1 | 9 | 9 | 30 | 48.744 | 63.1388 | 0.10122 | -0.06292 | -0.0006063 | -0.00303 | 1.5 | 13.34% | 14.3948
1 | 9 | 10 | 30 | 59.992 | 65.2246 | 0.13878 | -0.08955 | -0.00058629 | -0.00293 | 1.5 | 13.34% | 5.2326
1 | 9 | 11 | 30 | 69.335 | 68.9733 | 0.15926 | -0.10889 | -0.00056628 | -0.00283 | 1.5 | 13.34% | 0.36171
1 | 9 | 12 | 30 | 71.673 | 69.7714 | 0.16119 | -0.11151 | -0.00056228 | -0.00281 | 1.5 | 13.34% | 1.9016
1 | 9 | 13 | 30 | 62.182 | 66.1545 | 0.1443 | -0.09451 | -0.00057229 | -0.00286 | 1.5 | 13.34% | 3.9725
1 | 9 | 14 | 30 | 51.917 | 63.9477 | 0.11005 | -0.06941 | -0.00058829 | -0.00294 | 1.5 | 13.34% | 12.0307
1 | 9 | 15 | 30 | 32.888 | 52.8479 | 0.06139 | -0.03159 | -0.00055828 | -0.00279 | 1.5 | 13.34% | 19.9599
1 | 9 | 16 | 30 | 12.181 | 7.1826 | 0.004688 | 0 | -0.00031416 | -0.00157 | 1.5 | 13.34% | 4.9984
1 | 9 | 17 | 30 | 100 | 100 | 0 | 0 | 0 | 0 | 1.5 | 13.34% | 0
1 | 9 | 18 | 30 | 100 | 100 | 0 | 0 | 0 | 0 | 1.5 | 13.34% | 0
1 | 9 | 19 | 30 | 100 | 100 | 0 | 0 | 0 | 0 | 1.5 | 13.34% | 0
1 | 9 | 20 | 30 | 100 | 100 | 0 | 0 | 0 | 0 | 1.5 | 13.34% | 0
1 | 9 | 21 | 30 | 100 | 100 | 0 | 0 | 0 | 0 | 1.5 | 13.34% | 0
1 | 9 | 22 | 30 | 100 | 100 | 0 | 0 | 0 | 0 | 1.5 | 13.34% | 0
1 | 9 | 23 | 30 | 100 | 100 | 0 | 0 | 0 | 0 | 1.5 | 13.34% | 0
1 | 10 | 0 | 30 | 100 | 100 | 0 | 0 | 0 | 0 | 1.5 | 13.34% | 0
1 | 10 | 1 | 30 | 100 | 100 | 0 | 0 | 0 | 0 | 1.5 | 13.34% | 0
1 | 10 | 2 | 30 | 100 | 100 | 0 | 0 | 0 | 0 | 1.5 | 13.34% | 0
1 | 10 | 3 | 30 | 100 | 100 | 0 | 0 | 0 | 0 | 1.5 | 13.34% | 0
1 | 10 | 4 | 30 | 100 | 100 | 0 | 0 | 0 | 0 | 1.5 | 13.34% | 0
1 | 10 | 5 | 30 | 100 | 100 | 0 | 0 | 0 | 0 | 1.5 | 13.34% | 0
1 | 10 | 6 | 30 | 100 | 100 | 0 | 0 | 0 | 0 | 1.5 | 13.34% | 0
1 | 10 | 7 | 30 | 8.589 | 7.2165 | 0.003181 | 0 | -0.00021411 | -0.00107 | 1.5 | 13.34% | 1.3725
1 | 10 | 8 | 30 | 26.419 | 49.6673 | 0.059695 | -0.02899 | -0.00044022 | -0.0022 | 1.5 | 13.34% | 23.2483
1 | 10 | 9 | 30 | 48.319 | 63.8594 | 0.10982 | -0.06935 | -0.00047624 | -0.00238 | 1.5 | 13.34% | 15.5404
1 | 10 | 10 | 30 | 59.507 | 65.365 | 0.14691 | -0.09527 | -0.00045823 | -0.00229 | 1.5 | 13.34% | 5.858
1 | 10 | 11 | 30 | 68.852 | 69.0437 | 0.16692 | -0.11449 | -0.00044822 | -0.00224 | 1.5 | 13.34% | 0.19167
1 | 10 | 12 | 30 | 71.459 | 69.6141 | 0.16874 | -0.11671 | -0.00044622 | -0.00223 | 1.5 | 13.34% | 1.8449
1 | 10 | 13 | 30 | 61.931 | 66.2221 | 0.15257 | -0.10029 | -0.00044822 | -0.00224 | 1.5 | 13.34% | 4.2911
1 | 10 | 14 | 30 | 51.673 | 64.5887 | 0.11962 | -0.07652 | -0.00045022 | -0.00225 | 1.5 | 13.34% | 12.9157
1 | 10 | 15 | 30 | 32.867 | 55.0406 | 0.071637 | -0.03875 | -0.00043822 | -0.00219 | 1.5 | 13.34% | 22.1736
1 | 10 | 16 | 30 | 12.074 | 7.1886 | 0.006027 | 0 | -0.0004042 | -0.00202 | 1.5 | 13.34% | 4.8854
1 | 10 | 17 | 30 | 100 | 100 | 0 | 0 | 0 | 0 | 1.5 | 13.34% | 0
1 | 10 | 18 | 30 | 100 | 100 | 0 | 0 | 0 | 0 | 1.5 | 13.34% | 0
1 | 10 | 19 | 30 | 100 | 100 | 0 | 0 | 0 | 0 | 1.5 | 13.34% | 0
1 | 10 | 20 | 30 | 100 | 100 | 0 | 0 | 0 | 0 | 1.5 | 13.34% | 0
1 | 10 | 21 | 30 | 100 | 100 | 0 | 0 | 0 | 0 | 1.5 | 13.34% | 0
1 | 10 | 22 | 30 | 100 | 100 | 0 | 0 | 0 | 0 | 1.5 | 13.34% | 0
1 | 10 | 23 | 30 | 100 | 100 | 0 | 0 | 0 | 0 | 1.5 | 13.34% | 0
1 | 11 | 0 | 30 | 100 | 100 | 0 | 0 | 0 | 0 | 1.5 | 13.34% | 0
1 | 11 | 1 | 30 | 100 | 100 | 0 | 0 | 0 | 0 | 1.5 | 13.34% | 0
1 | 11 | 2 | 30 | 100 | 100 | 0 | 0 | 0 | 0 | 1.5 | 13.34% | 0
1 | 11 | 3 | 30 | 100 | 100 | 0 | 0 | 0 | 0 | 1.5 | 13.34% | 0
1 | 11 | 4 | 30 | 100 | 100 | 0 | 0 | 0 | 0 | 1.5 | 13.34% | 0
1 | 11 | 5 | 30 | 100 | 100 | 0 | 0 | 0 | 0 | 1.5 | 13.34% | 0
1 | 11 | 6 | 30 | 100 | 100 | 0 | 0 | 0 | 0 | 1.5 | 13.34% | 0
1 | 11 | 7 | 30 | 8.395 | 7.2382 | 0.002846 | 0 | -0.0001921 | -0.00096 | 1.5 | 13.34% | 1.1568
1 | 11 | 8 | 30 | 26.114 | 39.6361 | 0.032568 | -0.0119 | -0.00072236 | -0.00361 | 1.5 | 13.34% | 13.5221
1 | 11 | 9 | 30 | 47.88 | 61.9418 | 0.098845 | -0.06017 | -0.00065233 | -0.00326 | 1.5 | 13.34% | 14.0618
1 | 11 | 10 | 30 | 59.185 | 56.1397 | 0.095894 | -0.05176 | -0.0013287 | -0.00664 | 1.5 | 13.34% | 3.0453
1 | 11 | 11 | 30 | 68.442 | 67.1524 | 0.15113 | -0.10028 | -0.00072236 | -0.00361 | 1.5 | 13.34% | 1.2896
1 | 11 | 12 | 30 | 71.135 | 68.1776 | 0.15645 | -0.10555 | -0.00066233 | -0.00331 | 1.5 | 13.34% | 2.9574
1 | 11 | 13 | 30 | 61.622 | 65.1507 | 0.14393 | -0.09278 | -0.0006003 | -0.003 | 1.5 | 13.34% | 3.5287
1 | 11 | 14 | 30 | 51.443 | 42.1143 | 0.0492 | -0.01865 | -0.0014567 | -0.00728 | 1.5 | 13.34% | 9.3287
1 | 11 | 15 | 30 | 32.717 | 30.8967 | 0.023948 | -0.00621 | -0.00090845 | -0.00454 | 1.5 | 13.34% | 1.8203
1 | 11 | 16 | 30 | 12.032 | 7.2082 | 0.005357 | 0 | -0.00036018 | -0.0018 | 1.5 | 13.34% | 4.8238
1 | 11 | 17 | 30 | 100 | 100 | 0 | 0 | 0 | 0 | 1.5 | 13.34% | 0
1 | 11 | 18 | 30 | 100 | 100 | 0 | 0 | 0 | 0 | 1.5 | 13.34% | 0
1 | 11 | 19 | 30 | 100 | 100 | 0 | 0 | 0 | 0 | 1.5 | 13.34% | 0
1 | 11 | 20 | 30 | 100 | 100 | 0 | 0 | 0 | 0 | 1.5 | 13.34% | 0
1 | 11 | 21 | 30 | 100 | 100 | 0 | 0 | 0 | 0 | 1.5 | 13.34% | 0
1 | 11 | 22 | 30 | 100 | 100 | 0 | 0 | 0 | 0 | 1.5 | 13.34% | 0
1 | 11 | 23 | 30 | 100 | 100 | 0 | 0 | 0 | 0 | 1.5 | 13.34% | 0
1 | 12 | 0 | 30 | 100 | 100 | 0 | 0 | 0 | 0 | 1.5 | 13.34% | 0
1 | 12 | 1 | 30 | 100 | 100 | 0 | 0 | 0 | 0 | 1.5 | 13.34% | 0
1 | 12 | 2 | 30 | 100 | 100 | 0 | 0 | 0 | 0 | 1.5 | 13.34% | 0
1 | 12 | 3 | 30 | 100 | 100 | 0 | 0 | 0 | 0 | 1.5 | 13.34% | 0
1 | 12 | 4 | 30 | 100 | 100 | 0 | 0 | 0 | 0 | 1.5 | 13.34% | 0
1 | 12 | 5 | 30 | 100 | 100 | 0 | 0 | 0 | 0 | 1.5 | 13.34% | 0
1 | 12 | 6 | 30 | 100 | 100 | 0 | 0 | 0 | 0 | 1.5 | 13.34% | 0
1 | 12 | 7 | 30 | 8.164 | 7.0325 | 0.00067 | 0 | -4.4022e-05 | -0.00022 | 1.5 | 13.34% | 1.1315
1 | 12 | 8 | 30 | 25.686 | 9.6019 | 0.006567 | -0.00017 | -0.00042021 | -0.0021 | 1.5 | 13.34% | 16.0841
1 | 12 | 9 | 30 | 47.541 | 10.4057 | 0.013103 | -0.00044 | -0.00083642 | -0.00418 | 1.5 | 13.34% | 37.1353
1 | 12 | 10 | 30 | 58.765 | 10.3453 | 0.01789 | -0.00059 | -0.0011426 | -0.00571 | 1.5 | 13.34% | 48.4197
1 | 12 | 11 | 30 | 67.972 | 9.233 | 0.017014 | -0.00036 | -0.0011086 | -0.00554 | 1.5 | 13.34% | 58.739
1 | 12 | 12 | 30 | 70.758 | 10.5869 | 0.020973 | -0.00074 | -0.0013387 | -0.00669 | 1.5 | 13.34% | 60.1711
1 | 12 | 13 | 30 | 61.381 | 9.2409 | 0.015493 | -0.00033 | -0.0010085 | -0.00504 | 1.5 | 13.34% | 52.1401
1 | 12 | 14 | 30 | 51.145 | 10.3264 | 0.0143 | -0.00047 | -0.00091246 | -0.00456 | 1.5 | 13.34% | 40.8186
1 | 12 | 15 | 30 | 32.655 | 9.9735 | 0.008121 | -0.00024 | -0.00051826 | -0.00259 | 1.5 | 13.34% | 22.6815
1 | 12 | 16 | 30 | 11.964 | 7.1505 | 0.002009 | 0 | -0.00013407 | -0.00067 | 1.5 | 13.34% | 4.8135
1 | 12 | 17 | 30 | 100 | 100 | 0 | 0 | 0 | 0 | 1.5 | 13.34% | 0
1 | 12 | 18 | 30 | 100 | 100 | 0 | 0 | 0 | 0 | 1.5 | 13.34% | 0
1 | 12 | 19 | 30 | 100 | 100 | 0 | 0 | 0 | 0 | 1.5 | 13.34% | 0
1 | 12 | 20 | 30 | 100 | 100 | 0 | 0 | 0 | 0 | 1.5 | 13.34% | 0
1 | 12 | 21 | 30 | 100 | 100 | 0 | 0 | 0 | 0 | 1.5 | 13.34% | 0
1 | 12 | 22 | 30 | 100 | 100 | 0 | 0 | 0 | 0 | 1.5 | 13.34% | 0
1 | 12 | 23 | 30 | 100 | 100 | 0 | 0 | 0 | 0 | 1.5 | 13.34% | 0
1 | 13 | 0 | 30 | 100 | 100 | 0 | 0 | 0 | 0 | 1.5 | 13.34% | 0
1 | 13 | 1 | 30 | 100 | 100 | 0 | 0 | 0 | 0 | 1.5 | 13.34% | 0
1 | 13 | 2 | 30 | 100 | 100 | 0 | 0 | 0 | 0 | 1.5 | 13.34% | 0
1 | 13 | 3 | 30 | 100 | 100 | 0 | 0 | 0 | 0 | 1.5 | 13.34% | 0
1 | 13 | 4 | 30 | 100 | 100 | 0 | 0 | 0 | 0 | 1.5 | 13.34% | 0
1 | 13 | 5 | 30 | 100 | 100 | 0 | 0 | 0 | 0 | 1.5 | 13.34% | 0
1 | 13 | 6 | 30 | 100 | 100 | 0 | 0 | 0 | 0 | 1.5 | 13.34% | 0
1 | 13 | 7 | 30 | 7.926 | 7.199 | 0.003516 | 0 | -0.00023612 | -0.00118 | 1.5 | 13.34% | 0.72702
1 | 13 | 8 | 30 | 25.241 | 49.8407 | 0.064878 | -0.03176 | -0.00038419 | -0.00192 | 1.5 | 13.34% | 24.5997
1 | 13 | 9 | 30 | 47.084 | 63.8174 | 0.11608 | -0.07344 | -0.00039019 | -0.00195 | 1.5 | 13.34% | 16.7334
1 | 13 | 10 | 30 | 58.326 | 65.1597 | 0.15363 | -0.0995 | -0.00036618 | -0.00183 | 1.5 | 13.34% | 6.8337
1 | 13 | 11 | 30 | 67.477 | 68.6881 | 0.17401 | -0.11892 | -0.00035818 | -0.00179 | 1.5 | 13.34% | 1.2111
1 | 13 | 12 | 30 | 70.439 | 68.2625 | 0.16598 | -0.11243 | -0.00051826 | -0.00259 | 1.5 | 13.34% | 2.1765
1 | 13 | 13 | 30 | 60.986 | 65.7143 | 0.15752 | -0.10285 | -0.0004002 | -0.002 | 1.5 | 13.34% | 4.7283
1 | 13 | 14 | 30 | 50.854 | 61.5238 | 0.11125 | -0.06744 | -0.00062231 | -0.00311 | 1.5 | 13.34% | 10.6698
1 | 13 | 15 | 30 | 32.627 | 51.2065 | 0.059893 | -0.02971 | -0.00063432 | -0.00317 | 1.5 | 13.34% | 18.5795
1 | 13 | 16 | 30 | 11.865 | 7.2073 | 0.006697 | 0 | -0.00045022 | -0.00225 | 1.5 | 13.34% | 4.6577
1 | 13 | 17 | 30 | 100 | 100 | 0 | 0 | 0 | 0 | 1.5 | 13.34% | 0
1 | 13 | 18 | 30 | 100 | 100 | 0 | 0 | 0 | 0 | 1.5 | 13.34% | 0
1 | 13 | 19 | 30 | 100 | 100 | 0 | 0 | 0 | 0 | 1.5 | 13.34% | 0
1 | 13 | 20 | 30 | 100 | 100 | 0 | 0 | 0 | 0 | 1.5 | 13.34% | 0
1 | 13 | 21 | 30 | 100 | 100 | 0 | 0 | 0 | 0 | 1.5 | 13.34% | 0
1 | 13 | 22 | 30 | 100 | 100 | 0 | 0 | 0 | 0 | 1.5 | 13.34% | 0
1 | 13 | 23 | 30 | 100 | 100 | 0 | 0 | 0 | 0 | 1.5 | 13.34% | 0
1 | 14 | 0 | 30 | 100 | 100 | 0 | 0 | 0 | 0 | 1.5 | 13.34% | 0
1 | 14 | 1 | 30 | 100 | 100 | 0 | 0 | 0 | 0 | 1.5 | 13.34% | 0
1 | 14 | 2 | 30 | 100 | 100 | 0 | 0 | 0 | 0 | 1.5 | 13.34% | 0
1 | 14 | 3 | 30 | 100 | 100 | 0 | 0 | 0 | 0 | 1.5 | 13.34% | 0
1 | 14 | 4 | 30 | 100 | 100 | 0 | 0 | 0 | 0 | 1.5 | 13.34% | 0
1 | 14 | 5 | 30 | 100 | 100 | 0 | 0 | 0 | 0 | 1.5 | 13.34% | 0
1 | 14 | 6 | 30 | 100 | 100 | 0 | 0 | 0 | 0 | 1.5 | 13.34% | 0
1 | 14 | 7 | 30 | 7.71 | 7.2317 | 0.002344 | 0 | -0.00015808 | -0.00079 | 1.5 | 13.34% | 0.47831
1 | 14 | 8 | 30 | 24.918 | 40.1721 | 0.036785 | -0.01379 | -0.00070435 | -0.00352 | 1.5 | 13.34% | 15.2541
1 | 14 | 9 | 30 | 46.721 | 53.8528 | 0.075028 | -0.03881 | -0.0010365 | -0.00518 | 1.5 | 13.34% | 7.1318
1 | 14 | 10 | 30 | 57.855 | 55.7423 | 0.10068 | -0.05413 | -0.0012786 | -0.00639 | 1.5 | 13.34% | 2.1127
1 | 14 | 11 | 30 | 66.947 | 67.8642 | 0.17545 | -0.11849 | -0.00034417 | -0.00172 | 1.5 | 13.34% | 0.9172
1 | 14 | 12 | 30 | 70.088 | 41.7533 | 0.066717 | -0.02483 | -0.0021351 | -0.01067 | 1.5 | 13.34% | 28.3347
1 | 14 | 13 | 30 | 60.621 | 37.1243 | 0.056395 | -0.01825 | -0.001959 | -0.00979 | 1.5 | 13.34% | 23.4967
1 | 14 | 14 | 30 | 50.614 | 48.4016 | 0.065313 | -0.02962 | -0.0013427 | -0.00671 | 1.5 | 13.34% | 2.2124
1 | 14 | 15 | 30 | 32.542 | 14.4512 | 0.015356 | -0.0012 | -0.00089045 | -0.00445 | 1.5 | 13.34% | 18.0908
1 | 14 | 16 | 30 | 11.724 | 7.2382 | 0.002846 | 0 | -0.0001921 | -0.00096 | 1.5 | 13.34% | 4.4858
1 | 14 | 17 | 30 | 100 | 100 | 0 | 0 | 0 | 0 | 1.5 | 13.34% | 0
1 | 14 | 18 | 30 | 100 | 100 | 0 | 0 | 0 | 0 | 1.5 | 13.34% | 0
1 | 14 | 19 | 30 | 100 | 100 | 0 | 0 | 0 | 0 | 1.5 | 13.34% | 0
1 | 14 | 20 | 30 | 100 | 100 | 0 | 0 | 0 | 0 | 1.5 | 13.34% | 0
1 | 14 | 21 | 30 | 100 | 100 | 0 | 0 | 0 | 0 | 1.5 | 13.34% | 0
1 | 14 | 22 | 30 | 100 | 100 | 0 | 0 | 0 | 0 | 1.5 | 13.34% | 0
1 | 14 | 23 | 30 | 100 | 100 | 0 | 0 | 0 | 0 | 1.5 | 13.34% | 0
1 | 15 | 0 | 30 | 100 | 100 | 0 | 0 | 0 | 0 | 1.5 | 13.34% | 0
1 | 15 | 1 | 30 | 100 | 100 | 0 | 0 | 0 | 0 | 1.5 | 13.34% | 0
1 | 15 | 2 | 30 | 100 | 100 | 0 | 0 | 0 | 0 | 1.5 | 13.34% | 0
1 | 15 | 3 | 30 | 100 | 100 | 0 | 0 | 0 | 0 | 1.5 | 13.34% | 0
1 | 15 | 4 | 30 | 100 | 100 | 0 | 0 | 0 | 0 | 1.5 | 13.34% | 0
1 | 15 | 5 | 30 | 100 | 100 | 0 | 0 | 0 | 0 | 1.5 | 13.34% | 0
1 | 15 | 6 | 30 | 100 | 100 | 0 | 0 | 0 | 0 | 1.5 | 13.34% | 0
1 | 15 | 7 | 30 | 7.442 | 7.1741 | 0.003348 | 0 | -0.00022411 | -0.00112 | 1.5 | 13.34% | 0.26786
1 | 15 | 8 | 30 | 24.496 | 47.9344 | 0.061205 | -0.02869 | -0.00043822 | -0.00219 | 1.5 | 13.34% | 23.4384
1 | 15 | 9 | 30 | 46.267 | 61.8285 | 0.1122 | -0.06863 | -0.00045823 | -0.00229 | 1.5 | 13.34% | 15.5615
1 | 15 | 10 | 30 | 57.337 | 63.9078 | 0.14988 | -0.09507 | -0.00043622 | -0.00218 | 1.5 | 13.34% | 6.5708
1 | 15 | 11 | 30 | 66.589 | 67.4087 | 0.17072 | -0.11437 | -0.00042421 | -0.00212 | 1.5 | 13.34% | 0.81972
1 | 15 | 12 | 30 | 69.673 | 67.532 | 0.16055 | -0.10736 | -0.00063432 | -0.00317 | 1.5 | 13.34% | 2.141
1 | 15 | 13 | 30 | 60.293 | 64.4864 | 0.15486 | -0.0991 | -0.00046423 | -0.00232 | 1.5 | 13.34% | 4.1934
1 | 15 | 14 | 30 | 50.344 | 62.3477 | 0.12301 | -0.07595 | -0.00045823 | -0.00229 | 1.5 | 13.34% | 12.0037
1 | 15 | 15 | 30 | 32.471 | 52.9704 | 0.074608 | -0.03881 | -0.00046423 | -0.00232 | 1.5 | 13.34% | 20.4994
1 | 15 | 16 | 30 | 11.676 | 7.2153 | 0.007701 | 0 | -0.00051826 | -0.00259 | 1.5 | 13.34% | 4.4607
1 | 15 | 17 | 30 | 100 | 100 | 0 | 0 | 0 | 0 | 1.5 | 13.34% | 0
1 | 15 | 18 | 30 | 100 | 100 | 0 | 0 | 0 | 0 | 1.5 | 13.34% | 0
1 | 15 | 19 | 30 | 100 | 100 | 0 | 0 | 0 | 0 | 1.5 | 13.34% | 0
1 | 15 | 20 | 30 | 100 | 100 | 0 | 0 | 0 | 0 | 1.5 | 13.34% | 0
1 | 15 | 21 | 30 | 100 | 100 | 0 | 0 | 0 | 0 | 1.5 | 13.34% | 0
1 | 15 | 22 | 30 | 100 | 100 | 0 | 0 | 0 | 0 | 1.5 | 13.34% | 0
1 | 15 | 23 | 30 | 100 | 100 | 0 | 0 | 0 | 0 | 1.5 | 13.34% | 0
1 | 16 | 0 | 30 | 100 | 100 | 0 | 0 | 0 | 0 | 1.5 | 13.34% | 0
1 | 16 | 1 | 30 | 100 | 100 | 0 | 0 | 0 | 0 | 1.5 | 13.34% | 0
1 | 16 | 2 | 30 | 100 | 100 | 0 | 0 | 0 | 0 | 1.5 | 13.34% | 0
1 | 16 | 3 | 30 | 100 | 100 | 0 | 0 | 0 | 0 | 1.5 | 13.34% | 0
1 | 16 | 4 | 30 | 100 | 100 | 0 | 0 | 0 | 0 | 1.5 | 13.34% | 0
1 | 16 | 5 | 30 | 100 | 100 | 0 | 0 | 0 | 0 | 1.5 | 13.34% | 0
1 | 16 | 6 | 30 | 100 | 100 | 0 | 0 | 0 | 0 | 1.5 | 13.34% | 0
1 | 16 | 7 | 30 | 7.156 | 7.1505 | 0.002009 | 0 | -0.00013407 | -0.00067 | 1.5 | 13.34% | 0.0055045
1 | 16 | 8 | 30 | 24.1 | 29.895 | 0.022962 | -0.00583 | -0.0007964 | -0.00398 | 1.5 | 13.34% | 5.795
1 | 16 | 9 | 30 | 45.755 | 50.1071 | 0.066444 | -0.03153 | -0.0011746 | -0.00587 | 1.5 | 13.34% | 4.3521
1 | 16 | 10 | 30 | 56.91 | 44.5125 | 0.069596 | -0.02844 | -0.0017569 | -0.00878 | 1.5 | 13.34% | 12.3975
1 | 16 | 11 | 30 | 65.971 | 53.2615 | 0.097706 | -0.04939 | -0.0017289 | -0.00864 | 1.5 | 13.34% | 12.7095
1 | 16 | 12 | 30 | 69.112 | 62.1536 | 0.13609 | -0.08281 | -0.0010945 | -0.00547 | 1.5 | 13.34% | 6.9584
1 | 16 | 13 | 30 | 59.909 | 59.1979 | 0.12331 | -0.07135 | -0.0010345 | -0.00517 | 1.5 | 13.34% | 0.7111
1 | 16 | 14 | 30 | 49.998 | 54.4877 | 0.086165 | -0.04528 | -0.0010805 | -0.0054 | 1.5 | 13.34% | 4.4897
1 | 16 | 15 | 30 | 32.266 | 49.0286 | 0.060636 | -0.02873 | -0.00067033 | -0.00335 | 1.5 | 13.34% | 16.7626
1 | 16 | 16 | 30 | 11.55 | 7.2073 | 0.006697 | 0 | -0.00045022 | -0.00225 | 1.5 | 13.34% | 4.3427
1 | 16 | 17 | 30 | 100 | 100 | 0 | 0 | 0 | 0 | 1.5 | 13.34% | 0
1 | 16 | 18 | 30 | 100 | 100 | 0 | 0 | 0 | 0 | 1.5 | 13.34% | 0
1 | 16 | 19 | 30 | 100 | 100 | 0 | 0 | 0 | 0 | 1.5 | 13.34% | 0
1 | 16 | 20 | 30 | 100 | 100 | 0 | 0 | 0 | 0 | 1.5 | 13.34% | 0
1 | 16 | 21 | 30 | 100 | 100 | 0 | 0 | 0 | 0 | 1.5 | 13.34% | 0
1 | 16 | 22 | 30 | 100 | 100 | 0 | 0 | 0 | 0 | 1.5 | 13.34% | 0
1 | 16 | 23 | 30 | 100 | 100 | 0 | 0 | 0 | 0 | 1.5 | 13.34% | 0
1 | 17 | 0 | 30 | 100 | 100 | 0 | 0 | 0 | 0 | 1.5 | 13.34% | 0
1 | 17 | 1 | 30 | 100 | 100 | 0 | 0 | 0 | 0 | 1.5 | 13.34% | 0
1 | 17 | 2 | 30 | 100 | 100 | 0 | 0 | 0 | 0 | 1.5 | 13.34% | 0
1 | 17 | 3 | 30 | 100 | 100 | 0 | 0 | 0 | 0 | 1.5 | 13.34% | 0
1 | 17 | 4 | 30 | 100 | 100 | 0 | 0 | 0 | 0 | 1.5 | 13.34% | 0
1 | 17 | 5 | 30 | 100 | 100 | 0 | 0 | 0 | 0 | 1.5 | 13.34% | 0
1 | 17 | 6 | 30 | 100 | 100 | 0 | 0 | 0 | 0 | 1.5 | 13.34% | 0
1 | 17 | 7 | 30 | 6.936 | 7.1336 | 0.001172 | 0 | -7.8039e-05 | -0.00039 | 1.5 | 13.34% | 0.19762
1 | 17 | 8 | 30 | 23.719 | 11.2036 | 0.009191 | -0.0004 | -0.00056628 | -0.00283 | 1.5 | 13.34% | 12.5154
1 | 17 | 9 | 30 | 45.298 | 35.0571 | 0.040242 | -0.01217 | -0.0014347 | -0.00717 | 1.5 | 13.34% | 10.2409
1 | 17 | 10 | 30 | 56.447 | 48.4201 | 0.079606 | -0.03611 | -0.0016408 | -0.0082 | 1.5 | 13.34% | 8.0269
1 | 17 | 11 | 30 | 65.507 | 53.6345 | 0.099372 | -0.05066 | -0.0017169 | -0.00858 | 1.5 | 13.34% | 11.8725
1 | 17 | 12 | 30 | 68.776 | 61.6191 | 0.13361 | -0.08046 | -0.0011566 | -0.00578 | 1.5 | 13.34% | 7.1569
1 | 17 | 13 | 30 | 59.564 | 60.7035 | 0.13295 | -0.0793 | -0.00087444 | -0.00437 | 1.5 | 13.34% | 1.1395
1 | 17 | 14 | 30 | 49.614 | 59.8178 | 0.11192 | -0.06588 | -0.00066833 | -0.00334 | 1.5 | 13.34% | 10.2038
1 | 17 | 15 | 30 | 32.171 | 45.2393 | 0.04996 | -0.02141 | -0.00082041 | -0.0041 | 1.5 | 13.34% | 13.0683
1 | 17 | 16 | 30 | 11.406 | 7.1845 | 0.003851 | 0 | -0.00025813 | -0.00129 | 1.5 | 13.34% | 4.2215
1 | 17 | 17 | 30 | 100 | 100 | 0 | 0 | 0 | 0 | 1.5 | 13.34% | 0
1 | 17 | 18 | 30 | 100 | 100 | 0 | 0 | 0 | 0 | 1.5 | 13.34% | 0
1 | 17 | 19 | 30 | 100 | 100 | 0 | 0 | 0 | 0 | 1.5 | 13.34% | 0
1 | 17 | 20 | 30 | 100 | 100 | 0 | 0 | 0 | 0 | 1.5 | 13.34% | 0
1 | 17 | 21 | 30 | 100 | 100 | 0 | 0 | 0 | 0 | 1.5 | 13.34% | 0
1 | 17 | 22 | 30 | 100 | 100 | 0 | 0 | 0 | 0 | 1.5 | 13.34% | 0
1 | 17 | 23 | 30 | 100 | 100 | 0 | 0 | 0 | 0 | 1.5 | 13.34% | 0
1 | 18 | 0 | 30 | 100 | 100 | 0 | 0 | 0 | 0 | 1.5 | 13.34% | 0
1 | 18 | 1 | 30 | 100 | 100 | 0 | 0 | 0 | 0 | 1.5 | 13.34% | 0
1 | 18 | 2 | 30 | 100 | 100 | 0 | 0 | 0 | 0 | 1.5 | 13.34% | 0
1 | 18 | 3 | 30 | 100 | 100 | 0 | 0 | 0 | 0 | 1.5 | 13.34% | 0
1 | 18 | 4 | 30 | 100 | 100 | 0 | 0 | 0 | 0 | 1.5 | 13.34% | 0
1 | 18 | 5 | 30 | 100 | 100 | 0 | 0 | 0 | 0 | 1.5 | 13.34% | 0
1 | 18 | 6 | 30 | 100 | 100 | 0 | 0 | 0 | 0 | 1.5 | 13.34% | 0
1 | 18 | 7 | 30 | 6.732 | 7.2077 | 0.004018 | 0 | -0.00027013 | -0.00135 | 1.5 | 13.34% | 0.4757
1 | 18 | 8 | 30 | 23.416 | 46.9626 | 0.06671 | -0.03077 | -0.00038019 | -0.0019 | 1.5 | 13.34% | 23.5466
1 | 18 | 9 | 30 | 44.828 | 61.1681 | 0.11864 | -0.07197 | -0.00037219 | -0.00186 | 1.5 | 13.34% | 16.3401
1 | 18 | 10 | 30 | 55.967 | 62.8306 | 0.15675 | -0.09792 | -0.00034817 | -0.00174 | 1.5 | 13.34% | 6.8636
1 | 18 | 11 | 30 | 64.823 | 66.0553 | 0.1775 | -0.11668 | -0.00034217 | -0.00171 | 1.5 | 13.34% | 1.2323
1 | 18 | 12 | 30 | 68.362 | 67.5193 | 0.18059 | -0.12137 | -0.00033617 | -0.00168 | 1.5 | 13.34% | 0.84268
1 | 18 | 13 | 30 | 59.086 | 62.8526 | 0.1649 | -0.10309 | -0.00034017 | -0.0017 | 1.5 | 13.34% | 3.7666
1 | 18 | 14 | 30 | 49.345 | 61.022 | 0.13227 | -0.08015 | -0.00035017 | -0.00175 | 1.5 | 13.34% | 11.677
1 | 18 | 15 | 30 | 32.063 | 53.0503 | 0.083995 | -0.04399 | -0.00037219 | -0.00186 | 1.5 | 13.34% | 20.9873
1 | 18 | 16 | 30 | 11.317 | 7.208 | 0.009375 | 0 | -0.00063031 | -0.00315 | 1.5 | 13.34% | 4.109
1 | 18 | 17 | 30 | 100 | 100 | 0 | 0 | 0 | 0 | 1.5 | 13.34% | 0
1 | 18 | 18 | 30 | 100 | 100 | 0 | 0 | 0 | 0 | 1.5 | 13.34% | 0
1 | 18 | 19 | 30 | 100 | 100 | 0 | 0 | 0 | 0 | 1.5 | 13.34% | 0
1 | 18 | 20 | 30 | 100 | 100 | 0 | 0 | 0 | 0 | 1.5 | 13.34% | 0
1 | 18 | 21 | 30 | 100 | 100 | 0 | 0 | 0 | 0 | 1.5 | 13.34% | 0
1 | 18 | 22 | 30 | 100 | 100 | 0 | 0 | 0 | 0 | 1.5 | 13.34% | 0
1 | 18 | 23 | 30 | 100 | 100 | 0 | 0 | 0 | 0 | 1.5 | 13.34% | 0
1 | 19 | 0 | 30 | 100 | 100 | 0 | 0 | 0 | 0 | 1.5 | 13.34% | 0
1 | 19 | 1 | 30 | 100 | 100 | 0 | 0 | 0 | 0 | 1.5 | 13.34% | 0
1 | 19 | 2 | 30 | 100 | 100 | 0 | 0 | 0 | 0 | 1.5 | 13.34% | 0
1 | 19 | 3 | 30 | 100 | 100 | 0 | 0 | 0 | 0 | 1.5 | 13.34% | 0
1 | 19 | 4 | 30 | 100 | 100 | 0 | 0 | 0 | 0 | 1.5 | 13.34% | 0
1 | 19 | 5 | 30 | 100 | 100 | 0 | 0 | 0 | 0 | 1.5 | 13.34% | 0
1 | 19 | 6 | 30 | 100 | 100 | 0 | 0 | 0 | 0 | 1.5 | 13.34% | 0
1 | 19 | 7 | 30 | 6.48 | 7.2237 | 0.003683 | 0 | -0.00024812 | -0.00124 | 1.5 | 13.34% | 0.74367
1 | 19 | 8 | 30 | 22.999 | 45.4243 | 0.059037 | -0.02611 | -0.00048624 | -0.00243 | 1.5 | 13.34% | 22.4253
1 | 19 | 9 | 30 | 44.389 | 60.1229 | 0.11118 | -0.06605 | -0.00049625 | -0.00248 | 1.5 | 13.34% | 15.7339
1 | 19 | 10 | 30 | 55.395 | 62.0186 | 0.14892 | -0.09158 | -0.00048024 | -0.0024 | 1.5 | 13.34% | 6.6236
1 | 19 | 11 | 30 | 64.385 | 65.6482 | 0.1732 | -0.11301 | -0.00041821 | -0.00209 | 1.5 | 13.34% | 1.2632
1 | 19 | 12 | 30 | 67.79 | 65.7951 | 0.1635 | -0.10653 | -0.00063031 | -0.00315 | 1.5 | 13.34% | 1.9949
1 | 19 | 13 | 30 | 58.701 | 60.4949 | 0.14324 | -0.0855 | -0.00071836 | -0.00359 | 1.5 | 13.34% | 1.7939
1 | 19 | 14 | 30 | 48.899 | 59.3664 | 0.11951 | -0.07004 | -0.00057029 | -0.00285 | 1.5 | 13.34% | 10.4674
1 | 19 | 15 | 30 | 31.791 | 51.2686 | 0.07449 | -0.0374 | -0.00052226 | -0.00261 | 1.5 | 13.34% | 19.4776
1 | 19 | 16 | 30 | 11.183 | 7.1942 | 0.008706 | 0 | -0.00058429 | -0.00292 | 1.5 | 13.34% | 3.9888
1 | 19 | 17 | 30 | 100 | 100 | 0 | 0 | 0 | 0 | 1.5 | 13.34% | 0
1 | 19 | 18 | 30 | 100 | 100 | 0 | 0 | 0 | 0 | 1.5 | 13.34% | 0
1 | 19 | 19 | 30 | 100 | 100 | 0 | 0 | 0 | 0 | 1.5 | 13.34% | 0
1 | 19 | 20 | 30 | 100 | 100 | 0 | 0 | 0 | 0 | 1.5 | 13.34% | 0
1 | 19 | 21 | 30 | 100 | 100 | 0 | 0 | 0 | 0 | 1.5 | 13.34% | 0
1 | 19 | 22 | 30 | 100 | 100 | 0 | 0 | 0 | 0 | 1.5 | 13.34% | 0
1 | 19 | 23 | 30 | 100 | 100 | 0 | 0 | 0 | 0 | 1.5 | 13.34% | 0
1 | 20 | 0 | 30 | 100 | 100 | 0 | 0 | 0 | 0 | 1.5 | 13.34% | 0
1 | 20 | 1 | 30 | 100 | 100 | 0 | 0 | 0 | 0 | 1.5 | 13.34% | 0
1 | 20 | 2 | 30 | 100 | 100 | 0 | 0 | 0 | 0 | 1.5 | 13.34% | 0
1 | 20 | 3 | 30 | 100 | 100 | 0 | 0 | 0 | 0 | 1.5 | 13.34% | 0
1 | 20 | 4 | 30 | 100 | 100 | 0 | 0 | 0 | 0 | 1.5 | 13.34% | 0
1 | 20 | 5 | 30 | 100 | 100 | 0 | 0 | 0 | 0 | 1.5 | 13.34% | 0
1 | 20 | 6 | 30 | 100 | 100 | 0 | 0 | 0 | 0 | 1.5 | 13.34% | 0
1 | 20 | 7 | 30 | 6.241 | 7.2237 | 0.003683 | 0 | -0.00024812 | -0.00124 | 1.5 | 13.34% | 0.98267
1 | 20 | 8 | 30 | 22.64 | 44.9 | 0.059393 | -0.02596 | -0.00048824 | -0.00244 | 1.5 | 13.34% | 22.26
1 | 20 | 9 | 30 | 44.001 | 58.6955 | 0.11123 | -0.06449 | -0.00050225 | -0.00251 | 1.5 | 13.34% | 14.6945
1 | 20 | 10 | 30 | 54.998 | 61.2608 | 0.14981 | -0.09101 | -0.00047424 | -0.00237 | 1.5 | 13.34% | 6.2628
1 | 20 | 11 | 30 | 63.833 | 64.5052 | 0.17116 | -0.10965 | -0.00046023 | -0.0023 | 1.5 | 13.34% | 0.6722
1 | 20 | 12 | 30 | 67.418 | 65.0499 | 0.17464 | -0.11286 | -0.00045022 | -0.00225 | 1.5 | 13.34% | 2.3681
1 | 20 | 13 | 30 | 58.282 | 61.3926 | 0.15915 | -0.09697 | -0.00045623 | -0.00228 | 1.5 | 13.34% | 3.1106
1 | 20 | 14 | 30 | 48.578 | 59.4828 | 0.12653 | -0.07452 | -0.00046623 | -0.00233 | 1.5 | 13.34% | 10.9048
1 | 20 | 15 | 30 | 31.648 | 50.5195 | 0.078504 | -0.03894 | -0.00047824 | -0.00239 | 1.5 | 13.34% | 18.8715
1 | 20 | 16 | 30 | 11.013 | 20.1558 | 0.025026 | -0.00471 | -0.00027814 | -0.00139 | 1.5 | 13.34% | 9.1428
1 | 20 | 17 | 30 | 100 | 100 | 0 | 0 | 0 | 0 | 1.5 | 13.34% | 0
1 | 20 | 18 | 30 | 100 | 100 | 0 | 0 | 0 | 0 | 1.5 | 13.34% | 0
1 | 20 | 19 | 30 | 100 | 100 | 0 | 0 | 0 | 0 | 1.5 | 13.34% | 0
1 | 20 | 20 | 30 | 100 | 100 | 0 | 0 | 0 | 0 | 1.5 | 13.34% | 0
1 | 20 | 21 | 30 | 100 | 100 | 0 | 0 | 0 | 0 | 1.5 | 13.34% | 0
1 | 20 | 22 | 30 | 100 | 100 | 0 | 0 | 0 | 0 | 1.5 | 13.34% | 0
1 | 20 | 23 | 30 | 100 | 100 | 0 | 0 | 0 | 0 | 1.5 | 13.34% | 0
1 | 21 | 0 | 30 | 100 | 100 | 0 | 0 | 0 | 0 | 1.5 | 13.34% | 0
1 | 21 | 1 | 30 | 100 | 100 | 0 | 0 | 0 | 0 | 1.5 | 13.34% | 0
1 | 21 | 2 | 30 | 100 | 100 | 0 | 0 | 0 | 0 | 1.5 | 13.34% | 0
1 | 21 | 3 | 30 | 100 | 100 | 0 | 0 | 0 | 0 | 1.5 | 13.34% | 0
1 | 21 | 4 | 30 | 100 | 100 | 0 | 0 | 0 | 0 | 1.5 | 13.34% | 0
1 | 21 | 5 | 30 | 100 | 100 | 0 | 0 | 0 | 0 | 1.5 | 13.34% | 0
1 | 21 | 6 | 30 | 100 | 100 | 0 | 0 | 0 | 0 | 1.5 | 13.34% | 0
1 | 21 | 7 | 30 | 5.987 | 7.1845 | 0.003851 | 0 | -0.00025813 | -0.00129 | 1.5 | 13.34% | 1.1975
1 | 21 | 8 | 30 | 22.168 | 45.0386 | 0.060347 | -0.02648 | -0.00048224 | -0.00241 | 1.5 | 13.34% | 22.8706
1 | 21 | 9 | 30 | 43.407 | 58.9467 | 0.11338 | -0.06608 | -0.00047424 | -0.00237 | 1.5 | 13.34% | 15.5397
1 | 21 | 10 | 30 | 54.486 | 61.5036 | 0.1526 | -0.09315 | -0.00043622 | -0.00218 | 1.5 | 13.34% | 7.0176
1 | 21 | 11 | 30 | 63.318 | 64.7372 | 0.1742 | -0.11208 | -0.00042021 | -0.0021 | 1.5 | 13.34% | 1.4192
1 | 21 | 12 | 30 | 66.89 | 64.8389 | 0.17299 | -0.11136 | -0.00048824 | -0.00244 | 1.5 | 13.34% | 2.0511
1 | 21 | 13 | 30 | 57.759 | 57.1643 | 0.12739 | -0.07118 | -0.0010445 | -0.00522 | 1.5 | 13.34% | 0.59469
1 | 21 | 14 | 30 | 48.235 | 58.0754 | 0.11688 | -0.06686 | -0.00064432 | -0.00322 | 1.5 | 13.34% | 9.8404
1 | 21 | 15 | 30 | 31.427 | 48.6392 | 0.069851 | -0.03305 | -0.00062231 | -0.00311 | 1.5 | 13.34% | 17.2122
1 | 21 | 16 | 30 | 10.853 | 10.6217 | 0.006743 | -0.00032 | -0.00035818 | -0.00179 | 1.5 | 13.34% | 0.23126
1 | 21 | 17 | 30 | 100 | 100 | 0 | 0 | 0 | 0 | 1.5 | 13.34% | 0
1 | 21 | 18 | 30 | 100 | 100 | 0 | 0 | 0 | 0 | 1.5 | 13.34% | 0
1 | 21 | 19 | 30 | 100 | 100 | 0 | 0 | 0 | 0 | 1.5 | 13.34% | 0
1 | 21 | 20 | 30 | 100 | 100 | 0 | 0 | 0 | 0 | 1.5 | 13.34% | 0
1 | 21 | 21 | 30 | 100 | 100 | 0 | 0 | 0 | 0 | 1.5 | 13.34% | 0
1 | 21 | 22 | 30 | 100 | 100 | 0 | 0 | 0 | 0 | 1.5 | 13.34% | 0
1 | 21 | 23 | 30 | 100 | 100 | 0 | 0 | 0 | 0 | 1.5 | 13.34% | 0
1 | 22 | 0 | 30 | 100 | 100 | 0 | 0 | 0 | 0 | 1.5 | 13.34% | 0
1 | 22 | 1 | 30 | 100 | 100 | 0 | 0 | 0 | 0 | 1.5 | 13.34% | 0
1 | 22 | 2 | 30 | 100 | 100 | 0 | 0 | 0 | 0 | 1.5 | 13.34% | 0
1 | 22 | 3 | 30 | 100 | 100 | 0 | 0 | 0 | 0 | 1.5 | 13.34% | 0
1 | 22 | 4 | 30 | 100 | 100 | 0 | 0 | 0 | 0 | 1.5 | 13.34% | 0
1 | 22 | 5 | 30 | 100 | 100 | 0 | 0 | 0 | 0 | 1.5 | 13.34% | 0
1 | 22 | 6 | 30 | 100 | 100 | 0 | 0 | 0 | 0 | 1.5 | 13.34% | 0
1 | 22 | 7 | 30 | 5.808 | 7.2145 | 0.00452 | 0 | -0.00030415 | -0.00152 | 1.5 | 13.34% | 1.4065
1 | 22 | 8 | 30 | 21.774 | 45.946 | 0.06833 | -0.03084 | -0.00038019 | -0.0019 | 1.5 | 13.34% | 24.172
1 | 22 | 9 | 30 | 42.913 | 59.1327 | 0.12066 | -0.07077 | -0.00036418 | -0.00182 | 1.5 | 13.34% | 16.2197
1 | 22 | 10 | 30 | 53.87 | 61.2769 | 0.15952 | -0.09721 | -0.00033417 | -0.00167 | 1.5 | 13.34% | 7.4069
1 | 22 | 11 | 30 | 62.652 | 64.3224 | 0.18076 | -0.11573 | -0.00032816 | -0.00164 | 1.5 | 13.34% | 1.6704
1 | 22 | 12 | 30 | 66.37 | 62.9713 | 0.17568 | -0.10918 | -0.00088844 | -0.00444 | 1.5 | 13.34% | 3.3987
1 | 22 | 13 | 30 | 57.321 | 61.3214 | 0.16925 | -0.10327 | -0.00032016 | -0.0016 | 1.5 | 13.34% | 4.0004
1 | 22 | 14 | 30 | 47.788 | 59.6957 | 0.13642 | -0.0809 | -0.00033617 | -0.00168 | 1.5 | 13.34% | 11.9077
1 | 22 | 15 | 30 | 31.215 | 50.7154 | 0.088533 | -0.04436 | -0.00035818 | -0.00179 | 1.5 | 13.34% | 19.5004
1 | 22 | 16 | 30 | 10.691 | 18.0337 | 0.028519 | -0.00481 | -0.00028214 | -0.00141 | 1.5 | 13.34% | 7.3427
1 | 22 | 17 | 30 | 100 | 100 | 0 | 0 | 0 | 0 | 1.5 | 13.34% | 0
1 | 22 | 18 | 30 | 100 | 100 | 0 | 0 | 0 | 0 | 1.5 | 13.34% | 0
1 | 22 | 19 | 30 | 100 | 100 | 0 | 0 | 0 | 0 | 1.5 | 13.34% | 0
1 | 22 | 20 | 30 | 100 | 100 | 0 | 0 | 0 | 0 | 1.5 | 13.34% | 0
1 | 22 | 21 | 30 | 100 | 100 | 0 | 0 | 0 | 0 | 1.5 | 13.34% | 0
1 | 22 | 22 | 30 | 100 | 100 | 0 | 0 | 0 | 0 | 1.5 | 13.34% | 0
1 | 22 | 23 | 30 | 100 | 100 | 0 | 0 | 0 | 0 | 1.5 | 13.34% | 0
1 | 23 | 0 | 30 | 100 | 100 | 0 | 0 | 0 | 0 | 1.5 | 13.34% | 0
1 | 23 | 1 | 30 | 100 | 100 | 0 | 0 | 0 | 0 | 1.5 | 13.34% | 0
1 | 23 | 2 | 30 | 100 | 100 | 0 | 0 | 0 | 0 | 1.5 | 13.34% | 0
1 | 23 | 3 | 30 | 100 | 100 | 0 | 0 | 0 | 0 | 1.5 | 13.34% | 0
1 | 23 | 4 | 30 | 100 | 100 | 0 | 0 | 0 | 0 | 1.5 | 13.34% | 0
1 | 23 | 5 | 30 | 100 | 100 | 0 | 0 | 0 | 0 | 1.5 | 13.34% | 0
1 | 23 | 6 | 30 | 100 | 100 | 0 | 0 | 0 | 0 | 1.5 | 13.34% | 0
1 | 23 | 7 | 30 | 5.546 | 7.1845 | 0.003851 | 0 | -0.00025813 | -0.00129 | 1.5 | 13.34% | 1.6385
1 | 23 | 8 | 30 | 21.363 | 44.3162 | 0.060163 | -0.02594 | -0.00050025 | -0.0025 | 1.5 | 13.34% | 22.9532
1 | 23 | 9 | 30 | 42.366 | 49.3857 | 0.073371 | -0.03451 | -0.0011546 | -0.00577 | 1.5 | 13.34% | 7.0197
1 | 23 | 10 | 30 | 53.319 | 50.2352 | 0.093818 | -0.04486 | -0.0015108 | -0.00755 | 1.5 | 13.34% | 3.0838
1 | 23 | 11 | 30 | 62.049 | 45.2059 | 0.08344 | -0.03473 | -0.002059 | -0.01029 | 1.5 | 13.34% | 16.8431
1 | 23 | 12 | 30 | 65.782 | 56.5906 | 0.12023 | -0.06567 | -0.0015128 | -0.00756 | 1.5 | 13.34% | 9.1914
1 | 23 | 13 | 30 | 56.886 | 60.8966 | 0.16475 | -0.09968 | -0.0004022 | -0.00201 | 1.5 | 13.34% | 4.0106
1 | 23 | 14 | 30 | 47.383 | 54.606 | 0.10236 | -0.05445 | -0.00093447 | -0.00467 | 1.5 | 13.34% | 7.223
1 | 23 | 15 | 30 | 30.961 | 41.5943 | 0.051011 | -0.01992 | -0.00091646 | -0.00458 | 1.5 | 13.34% | 10.6333
1 | 23 | 16 | 30 | 10.534 | 9.459 | 0.006074 | -0.0002 | -0.00034217 | -0.00171 | 1.5 | 13.34% | 1.075
1 | 23 | 17 | 30 | 100 | 100 | 0 | 0 | 0 | 0 | 1.5 | 13.34% | 0
1 | 23 | 18 | 30 | 100 | 100 | 0 | 0 | 0 | 0 | 1.5 | 13.34% | 0
1 | 23 | 19 | 30 | 100 | 100 | 0 | 0 | 0 | 0 | 1.5 | 13.34% | 0
1 | 23 | 20 | 30 | 100 | 100 | 0 | 0 | 0 | 0 | 1.5 | 13.34% | 0
1 | 23 | 21 | 30 | 100 | 100 | 0 | 0 | 0 | 0 | 1.5 | 13.34% | 0
1 | 23 | 22 | 30 | 100 | 100 | 0 | 0 | 0 | 0 | 1.5 | 13.34% | 0
1 | 23 | 23 | 30 | 100 | 100 | 0 | 0 | 0 | 0 | 1.5 | 13.34% | 0
1 | 24 | 0 | 30 | 100 | 100 | 0 | 0 | 0 | 0 | 1.5 | 13.34% | 0
1 | 24 | 1 | 30 | 100 | 100 | 0 | 0 | 0 | 0 | 1.5 | 13.34% | 0
1 | 24 | 2 | 30 | 100 | 100 | 0 | 0 | 0 | 0 | 1.5 | 13.34% | 0
1 | 24 | 3 | 30 | 100 | 100 | 0 | 0 | 0 | 0 | 1.5 | 13.34% | 0
1 | 24 | 4 | 30 | 100 | 100 | 0 | 0 | 0 | 0 | 1.5 | 13.34% | 0
1 | 24 | 5 | 30 | 100 | 100 | 0 | 0 | 0 | 0 | 1.5 | 13.34% | 0
1 | 24 | 6 | 30 | 100 | 100 | 0 | 0 | 0 | 0 | 1.5 | 13.34% | 0
1 | 24 | 7 | 30 | 5.29 | 7.2237 | 0.003683 | 0 | -0.00024812 | -0.00124 | 1.5 | 13.34% | 1.9337
1 | 24 | 8 | 30 | 21.019 | 13.2103 | 0.014655 | -0.00098 | -0.00084442 | -0.00422 | 1.5 | 13.34% | 7.8087
1 | 24 | 9 | 30 | 41.932 | 29.5214 | 0.03826 | -0.00932 | -0.0015248 | -0.00762 | 1.5 | 13.34% | 12.4106
1 | 24 | 10 | 30 | 52.816 | 51.3758 | 0.10691 | -0.05296 | -0.0012986 | -0.00649 | 1.5 | 13.34% | 1.4402
1 | 24 | 11 | 30 | 61.517 | 45.4482 | 0.086205 | -0.03621 | -0.002041 | -0.0102 | 1.5 | 13.34% | 16.0688
1 | 24 | 12 | 30 | 65.265 | 48.5856 | 0.096199 | -0.04384 | -0.001951 | -0.00975 | 1.5 | 13.34% | 16.6794
1 | 24 | 13 | 30 | 56.365 | 57.8153 | 0.1444 | -0.08226 | -0.00077639 | -0.00388 | 1.5 | 13.34% | 1.4503
1 | 24 | 14 | 30 | 46.92 | 51.0875 | 0.093011 | -0.04583 | -0.0011166 | -0.00558 | 1.5 | 13.34% | 4.1675
1 | 24 | 15 | 30 | 30.678 | 38.7397 | 0.046918 | -0.01681 | -0.00098449 | -0.00492 | 1.5 | 13.34% | 8.0617
1 | 24 | 16 | 30 | 10.354 | 15.5368 | 0.018725 | -0.00247 | -0.00038019 | -0.0019 | 1.5 | 13.34% | 5.1828
1 | 24 | 17 | 30 | 100 | 100 | 0 | 0 | 0 | 0 | 1.5 | 13.34% | 0
1 | 24 | 18 | 30 | 100 | 100 | 0 | 0 | 0 | 0 | 1.5 | 13.34% | 0
1 | 24 | 19 | 30 | 100 | 100 | 0 | 0 | 0 | 0 | 1.5 | 13.34% | 0
1 | 24 | 20 | 30 | 100 | 100 | 0 | 0 | 0 | 0 | 1.5 | 13.34% | 0
1 | 24 | 21 | 30 | 100 | 100 | 0 | 0 | 0 | 0 | 1.5 | 13.34% | 0
1 | 24 | 22 | 30 | 100 | 100 | 0 | 0 | 0 | 0 | 1.5 | 13.34% | 0
1 | 24 | 23 | 30 | 100 | 100 | 0 | 0 | 0 | 0 | 1.5 | 13.34% | 0
1 | 25 | 0 | 30 | 100 | 100 | 0 | 0 | 0 | 0 | 1.5 | 13.34% | 0
1 | 25 | 1 | 30 | 100 | 100 | 0 | 0 | 0 | 0 | 1.5 | 13.34% | 0
1 | 25 | 2 | 30 | 100 | 100 | 0 | 0 | 0 | 0 | 1.5 | 13.34% | 0
1 | 25 | 3 | 30 | 100 | 100 | 0 | 0 | 0 | 0 | 1.5 | 13.34% | 0
1 | 25 | 4 | 30 | 100 | 100 | 0 | 0 | 0 | 0 | 1.5 | 13.34% | 0
1 | 25 | 5 | 30 | 100 | 100 | 0 | 0 | 0 | 0 | 1.5 | 13.34% | 0
1 | 25 | 6 | 30 | 100 | 100 | 0 | 0 | 0 | 0 | 1.5 | 13.34% | 0
1 | 25 | 7 | 30 | 5.07 | 7.2145 | 0.00452 | 0 | -0.00030415 | -0.00152 | 1.5 | 13.34% | 2.1445
1 | 25 | 8 | 30 | 20.581 | 42.5737 | 0.061068 | -0.02528 | -0.00050425 | -0.00252 | 1.5 | 13.34% | 21.9927
1 | 25 | 9 | 30 | 41.457 | 56.3062 | 0.11147 | -0.06192 | -0.00054027 | -0.0027 | 1.5 | 13.34% | 14.8492
1 | 25 | 10 | 30 | 52.263 | 45.7323 | 0.085696 | -0.03675 | -0.0016748 | -0.00837 | 1.5 | 13.34% | 6.5307
1 | 25 | 11 | 30 | 60.911 | 51.6893 | 0.10688 | -0.05262 | -0.0017309 | -0.00865 | 1.5 | 13.34% | 9.2217
1 | 25 | 12 | 30 | 64.669 | 59.3326 | 0.14531 | -0.08452 | -0.0010645 | -0.00532 | 1.5 | 13.34% | 5.3364
1 | 25 | 13 | 30 | 55.787 | 37.9612 | 0.067926 | -0.02292 | -0.002077 | -0.01038 | 1.5 | 13.34% | 17.8258
1 | 25 | 14 | 30 | 46.473 | 54.1318 | 0.10853 | -0.05742 | -0.00086243 | -0.00431 | 1.5 | 13.34% | 7.6588
1 | 25 | 15 | 30 | 30.44 | 38.5192 | 0.047012 | -0.01672 | -0.0010025 | -0.00501 | 1.5 | 13.34% | 8.0792
1 | 25 | 16 | 30 | 10.11 | 14.3021 | 0.014955 | -0.00167 | -0.00041021 | -0.00205 | 1.5 | 13.34% | 4.1921
1 | 25 | 17 | 30 | 100 | 100 | 0 | 0 | 0 | 0 | 1.5 | 13.34% | 0
1 | 25 | 18 | 30 | 100 | 100 | 0 | 0 | 0 | 0 | 1.5 | 13.34% | 0
1 | 25 | 19 | 30 | 100 | 100 | 0 | 0 | 0 | 0 | 1.5 | 13.34% | 0
1 | 25 | 20 | 30 | 100 | 100 | 0 | 0 | 0 | 0 | 1.5 | 13.34% | 0
1 | 25 | 21 | 30 | 100 | 100 | 0 | 0 | 0 | 0 | 1.5 | 13.34% | 0
1 | 25 | 22 | 30 | 100 | 100 | 0 | 0 | 0 | 0 | 1.5 | 13.34% | 0
1 | 25 | 23 | 30 | 100 | 100 | 0 | 0 | 0 | 0 | 1.5 | 13.34% | 0
1 | 26 | 0 | 30 | 100 | 100 | 0 | 0 | 0 | 0 | 1.5 | 13.34% | 0
1 | 26 | 1 | 30 | 100 | 100 | 0 | 0 | 0 | 0 | 1.5 | 13.34% | 0
1 | 26 | 2 | 30 | 100 | 100 | 0 | 0 | 0 | 0 | 1.5 | 13.34% | 0
1 | 26 | 3 | 30 | 100 | 100 | 0 | 0 | 0 | 0 | 1.5 | 13.34% | 0
1 | 26 | 4 | 30 | 100 | 100 | 0 | 0 | 0 | 0 | 1.5 | 13.34% | 0
1 | 26 | 5 | 30 | 100 | 100 | 0 | 0 | 0 | 0 | 1.5 | 13.34% | 0
1 | 26 | 6 | 30 | 100 | 100 | 0 | 0 | 0 | 0 | 1.5 | 13.34% | 0
1 | 26 | 7 | 30 | 4.815 | 7.2165 | 0.003181 | 0 | -0.00021411 | -0.00107 | 1.5 | 13.34% | 2.4015
1 | 26 | 8 | 30 | 20.233 | 11.9249 | 0.012933 | -0.00068 | -0.00077039 | -0.00385 | 1.5 | 13.34% | 8.3081
1 | 26 | 9 | 30 | 40.942 | 45.8297 | 0.070953 | -0.03072 | -0.0012326 | -0.00616 | 1.5 | 13.34% | 4.8877
1 | 26 | 10 | 30 | 51.729 | 49.8217 | 0.10402 | -0.04975 | -0.0013847 | -0.00692 | 1.5 | 13.34% | 1.9073
1 | 26 | 11 | 30 | 60.28 | 58.4879 | 0.14604 | -0.08383 | -0.0010005 | -0.005 | 1.5 | 13.34% | 1.7921
1 | 26 | 12 | 30 | 64.054 | 61.7972 | 0.17318 | -0.10613 | -0.00055028 | -0.00275 | 1.5 | 13.34% | 2.2568
1 | 26 | 13 | 30 | 55.337 | 57.7317 | 0.15938 | -0.09117 | -0.00053427 | -0.00267 | 1.5 | 13.34% | 2.3947
1 | 26 | 14 | 30 | 45.992 | 55.4046 | 0.12684 | -0.06942 | -0.00055028 | -0.00275 | 1.5 | 13.34% | 9.4126
1 | 26 | 15 | 30 | 30.153 | 46.7013 | 0.077218 | -0.03519 | -0.0005943 | -0.00297 | 1.5 | 13.34% | 16.5483
1 | 26 | 16 | 30 | 9.964 | 15.5094 | 0.025567 | -0.00354 | -0.00036818 | -0.00184 | 1.5 | 13.34% | 5.5454
1 | 26 | 17 | 30 | 100 | 100 | 0 | 0 | 0 | 0 | 1.5 | 13.34% | 0
1 | 26 | 18 | 30 | 100 | 100 | 0 | 0 | 0 | 0 | 1.5 | 13.34% | 0
1 | 26 | 19 | 30 | 100 | 100 | 0 | 0 | 0 | 0 | 1.5 | 13.34% | 0
1 | 26 | 20 | 30 | 100 | 100 | 0 | 0 | 0 | 0 | 1.5 | 13.34% | 0
1 | 26 | 21 | 30 | 100 | 100 | 0 | 0 | 0 | 0 | 1.5 | 13.34% | 0
1 | 26 | 22 | 30 | 100 | 100 | 0 | 0 | 0 | 0 | 1.5 | 13.34% | 0
1 | 26 | 23 | 30 | 100 | 100 | 0 | 0 | 0 | 0 | 1.5 | 13.34% | 0
1 | 27 | 0 | 30 | 100 | 100 | 0 | 0 | 0 | 0 | 1.5 | 13.34% | 0
1 | 27 | 1 | 30 | 100 | 100 | 0 | 0 | 0 | 0 | 1.5 | 13.34% | 0
1 | 27 | 2 | 30 | 100 | 100 | 0 | 0 | 0 | 0 | 1.5 | 13.34% | 0
1 | 27 | 3 | 30 | 100 | 100 | 0 | 0 | 0 | 0 | 1.5 | 13.34% | 0
1 | 27 | 4 | 30 | 100 | 100 | 0 | 0 | 0 | 0 | 1.5 | 13.34% | 0
1 | 27 | 5 | 30 | 100 | 100 | 0 | 0 | 0 | 0 | 1.5 | 13.34% | 0
1 | 27 | 6 | 30 | 100 | 100 | 0 | 0 | 0 | 0 | 1.5 | 13.34% | 0
1 | 27 | 7 | 30 | 4.596 | 7.2382 | 0.002846 | 0 | -0.0001921 | -0.00096 | 1.5 | 13.34% | 2.6422
1 | 27 | 8 | 30 | 19.864 | 36.8061 | 0.0432 | -0.01486 | -0.00076038 | -0.0038 | 1.5 | 13.34% | 16.9421
1 | 27 | 9 | 30 | 40.381 | 49.2267 | 0.082942 | -0.03925 | -0.0010585 | -0.00529 | 1.5 | 13.34% | 8.8457
1 | 27 | 10 | 30 | 51.168 | 31.7008 | 0.055611 | -0.01492 | -0.002057 | -0.01028 | 1.5 | 13.34% | 19.4672
1 | 27 | 11 | 30 | 59.666 | 57.5621 | 0.14057 | -0.07914 | -0.0011266 | -0.00563 | 1.5 | 13.34% | 2.1039
1 | 27 | 12 | 30 | 63.543 | 38.2722 | 0.073095 | -0.02476 | -0.0023252 | -0.01162 | 1.5 | 13.34% | 25.2708
1 | 27 | 13 | 30 | 54.785 | 50.8976 | 0.11372 | -0.05574 | -0.0014187 | -0.00709 | 1.5 | 13.34% | 3.8874
1 | 27 | 14 | 30 | 45.584 | 37.4763 | 0.058565 | -0.01964 | -0.0016788 | -0.00839 | 1.5 | 13.34% | 8.1077
1 | 27 | 15 | 30 | 29.806 | 34.2428 | 0.04055 | -0.0124 | -0.0011066 | -0.00553 | 1.5 | 13.34% | 4.4368
1 | 27 | 16 | 30 | 9.762 | 9.0393 | 0.007551 | -0.00022 | -0.00042421 | -0.00212 | 1.5 | 13.34% | 0.7227
1 | 27 | 17 | 30 | 100 | 100 | 0 | 0 | 0 | 0 | 1.5 | 13.34% | 0
1 | 27 | 18 | 30 | 100 | 100 | 0 | 0 | 0 | 0 | 1.5 | 13.34% | 0
1 | 27 | 19 | 30 | 100 | 100 | 0 | 0 | 0 | 0 | 1.5 | 13.34% | 0
1 | 27 | 20 | 30 | 100 | 100 | 0 | 0 | 0 | 0 | 1.5 | 13.34% | 0
1 | 27 | 21 | 30 | 100 | 100 | 0 | 0 | 0 | 0 | 1.5 | 13.34% | 0
1 | 27 | 22 | 30 | 100 | 100 | 0 | 0 | 0 | 0 | 1.5 | 13.34% | 0
1 | 27 | 23 | 30 | 100 | 100 | 0 | 0 | 0 | 0 | 1.5 | 13.34% | 0
1 | 28 | 0 | 30 | 100 | 100 | 0 | 0 | 0 | 0 | 1.5 | 13.34% | 0
1 | 28 | 1 | 30 | 100 | 100 | 0 | 0 | 0 | 0 | 1.5 | 13.34% | 0
1 | 28 | 2 | 30 | 100 | 100 | 0 | 0 | 0 | 0 | 1.5 | 13.34% | 0
1 | 28 | 3 | 30 | 100 | 100 | 0 | 0 | 0 | 0 | 1.5 | 13.34% | 0
1 | 28 | 4 | 30 | 100 | 100 | 0 | 0 | 0 | 0 | 1.5 | 13.34% | 0
1 | 28 | 5 | 30 | 100 | 100 | 0 | 0 | 0 | 0 | 1.5 | 13.34% | 0
1 | 28 | 6 | 30 | 100 | 100 | 0 | 0 | 0 | 0 | 1.5 | 13.34% | 0
1 | 28 | 7 | 30 | 4.385 | 7.2082 | 0.005357 | 0 | -0.00036018 | -0.0018 | 1.5 | 13.34% | 2.8232
1 | 28 | 8 | 30 | 19.417 | 35.2669 | 0.043446 | -0.01428 | -0.00077039 | -0.00385 | 1.5 | 13.34% | 15.8499
1 | 28 | 9 | 30 | 39.846 | 47.1233 | 0.079985 | -0.03604 | -0.0011226 | -0.00561 | 1.5 | 13.34% | 7.2773
1 | 28 | 10 | 30 | 50.591 | 53.9184 | 0.13178 | -0.06968 | -0.00089245 | -0.00446 | 1.5 | 13.34% | 3.3274
1 | 28 | 11 | 30 | 59.025 | 57.1883 | 0.15023 | -0.08442 | -0.00095047 | -0.00475 | 1.5 | 13.34% | 1.8367
1 | 28 | 12 | 30 | 62.9 | 60.3416 | 0.16918 | -0.10104 | -0.00065233 | -0.00326 | 1.5 | 13.34% | 2.5584
1 | 28 | 13 | 30 | 54.26 | 49.3151 | 0.11027 | -0.05213 | -0.0015068 | -0.00753 | 1.5 | 13.34% | 4.9449
1 | 28 | 14 | 30 | 45.105 | 22.4992 | 0.037906 | -0.00632 | -0.0018029 | -0.00901 | 1.5 | 13.34% | 22.6058
1 | 28 | 15 | 30 | 29.526 | 11.1702 | 0.015149 | -0.00066 | -0.00092846 | -0.00464 | 1.5 | 13.34% | 18.3558
1 | 28 | 16 | 30 | 9.476 | 8.2849 | 0.005983 | -0.00011 | -0.00035618 | -0.00178 | 1.5 | 13.34% | 1.1911
1 | 28 | 17 | 30 | 100 | 100 | 0 | 0 | 0 | 0 | 1.5 | 13.34% | 0
1 | 28 | 18 | 30 | 100 | 100 | 0 | 0 | 0 | 0 | 1.5 | 13.34% | 0
1 | 28 | 19 | 30 | 100 | 100 | 0 | 0 | 0 | 0 | 1.5 | 13.34% | 0
1 | 28 | 20 | 30 | 100 | 100 | 0 | 0 | 0 | 0 | 1.5 | 13.34% | 0
1 | 28 | 21 | 30 | 100 | 100 | 0 | 0 | 0 | 0 | 1.5 | 13.34% | 0
1 | 28 | 22 | 30 | 100 | 100 | 0 | 0 | 0 | 0 | 1.5 | 13.34% | 0
1 | 28 | 23 | 30 | 100 | 100 | 0 | 0 | 0 | 0 | 1.5 | 13.34% | 0
1 | 29 | 0 | 30 | 100 | 100 | 0 | 0 | 0 | 0 | 1.5 | 13.34% | 0
1 | 29 | 1 | 30 | 100 | 100 | 0 | 0 | 0 | 0 | 1.5 | 13.34% | 0
1 | 29 | 2 | 30 | 100 | 100 | 0 | 0 | 0 | 0 | 1.5 | 13.34% | 0
1 | 29 | 3 | 30 | 100 | 100 | 0 | 0 | 0 | 0 | 1.5 | 13.34% | 0
1 | 29 | 4 | 30 | 100 | 100 | 0 | 0 | 0 | 0 | 1.5 | 13.34% | 0
1 | 29 | 5 | 30 | 100 | 100 | 0 | 0 | 0 | 0 | 1.5 | 13.34% | 0
1 | 29 | 6 | 30 | 100 | 100 | 0 | 0 | 0 | 0 | 1.5 | 13.34% | 0
1 | 29 | 7 | 30 | 4.149 | 7.2184 | 0.005023 | 0 | -0.00033817 | -0.00169 | 1.5 | 13.34% | 3.0694
1 | 29 | 8 | 30 | 19.06 | 39.8894 | 0.060574 | -0.02339 | -0.00055228 | -0.00276 | 1.5 | 13.34% | 20.8294
1 | 29 | 9 | 30 | 39.337 | 53.5651 | 0.11318 | -0.05978 | -0.00055028 | -0.00275 | 1.5 | 13.34% | 14.2281
1 | 29 | 10 | 30 | 50.04 | 56.3433 | 0.15234 | -0.08502 | -0.00052026 | -0.0026 | 1.5 | 13.34% | 6.3033
1 | 29 | 11 | 30 | 58.364 | 59.8494 | 0.17471 | -0.10376 | -0.00050225 | -0.00251 | 1.5 | 13.34% | 1.4854
1 | 29 | 12 | 30 | 62.326 | 61.1939 | 0.17864 | -0.10852 | -0.00049425 | -0.00247 | 1.5 | 13.34% | 1.1321
1 | 29 | 13 | 30 | 53.706 | 57.1462 | 0.164 | -0.09294 | -0.00049625 | -0.00248 | 1.5 | 13.34% | 3.4402
1 | 29 | 14 | 30 | 44.56 | 54.2721 | 0.13135 | -0.07049 | -0.00051626 | -0.00258 | 1.5 | 13.34% | 9.7121
1 | 29 | 15 | 30 | 29.218 | 45.6341 | 0.083843 | -0.03748 | -0.00053627 | -0.00268 | 1.5 | 13.34% | 16.4161
1 | 29 | 16 | 30 | 9.327 | 14.9763 | 0.02897 | -0.00389 | -0.00039019 | -0.00195 | 1.5 | 13.34% | 5.6493
1 | 29 | 17 | 30 | 100 | 100 | 0 | 0 | 0 | 0 | 1.5 | 13.34% | 0
1 | 29 | 18 | 30 | 100 | 100 | 0 | 0 | 0 | 0 | 1.5 | 13.34% | 0
1 | 29 | 19 | 30 | 100 | 100 | 0 | 0 | 0 | 0 | 1.5 | 13.34% | 0
1 | 29 | 20 | 30 | 100 | 100 | 0 | 0 | 0 | 0 | 1.5 | 13.34% | 0
1 | 29 | 21 | 30 | 100 | 100 | 0 | 0 | 0 | 0 | 1.5 | 13.34% | 0
1 | 29 | 22 | 30 | 100 | 100 | 0 | 0 | 0 | 0 | 1.5 | 13.34% | 0
1 | 29 | 23 | 30 | 100 | 100 | 0 | 0 | 0 | 0 | 1.5 | 13.34% | 0
1 | 30 | 0 | 30 | 100 | 100 | 0 | 0 | 0 | 0 | 1.5 | 13.34% | 0
1 | 30 | 1 | 30 | 100 | 100 | 0 | 0 | 0 | 0 | 1.5 | 13.34% | 0
1 | 30 | 2 | 30 | 100 | 100 | 0 | 0 | 0 | 0 | 1.5 | 13.34% | 0
1 | 30 | 3 | 30 | 100 | 100 | 0 | 0 | 0 | 0 | 1.5 | 13.34% | 0
1 | 30 | 4 | 30 | 100 | 100 | 0 | 0 | 0 | 0 | 1.5 | 13.34% | 0
1 | 30 | 5 | 30 | 100 | 100 | 0 | 0 | 0 | 0 | 1.5 | 13.34% | 0
1 | 30 | 6 | 30 | 100 | 100 | 0 | 0 | 0 | 0 | 1.5 | 13.34% | 0
1 | 30 | 7 | 30 | 3.94 | 7.1942 | 0.004353 | 0 | -0.00029215 | -0.00146 | 1.5 | 13.34% | 3.2542
1 | 30 | 8 | 30 | 18.636 | 38.7652 | 0.060526 | -0.02268 | -0.00056428 | -0.00282 | 1.5 | 13.34% | 20.1292
1 | 30 | 9 | 30 | 38.826 | 51.9599 | 0.11189 | -0.05725 | -0.00058429 | -0.00292 | 1.5 | 13.34% | 13.1339
1 | 30 | 10 | 30 | 49.421 | 54.5652 | 0.15103 | -0.08155 | -0.00055628 | -0.00278 | 1.5 | 13.34% | 5.1442
1 | 30 | 11 | 30 | 57.824 | 58.5135 | 0.1707 | -0.09895 | -0.00058829 | -0.00294 | 1.5 | 13.34% | 0.68949
1 | 30 | 12 | 30 | 61.665 | 59.1057 | 0.1674 | -0.0978 | -0.00071836 | -0.00359 | 1.5 | 13.34% | 2.5593
1 | 30 | 13 | 30 | 53.138 | 54.7113 | 0.14925 | -0.08044 | -0.00078639 | -0.00393 | 1.5 | 13.34% | 1.5733
1 | 30 | 14 | 30 | 44.096 | 53.5925 | 0.1323 | -0.07011 | -0.00051626 | -0.00258 | 1.5 | 13.34% | 9.4965
1 | 30 | 15 | 30 | 28.883 | 43.7133 | 0.083958 | -0.03591 | -0.00055028 | -0.00275 | 1.5 | 13.34% | 14.8303
1 | 30 | 16 | 30 | 9.106 | 14.0823 | 0.027477 | -0.00339 | -0.00042021 | -0.0021 | 1.5 | 13.34% | 4.9763
1 | 30 | 17 | 30 | 100 | 7.2201 | 0.000167 | 0 | -1.1246e-05 | -5.62e-05 | 1.5 | 13.34% | 92.7799
1 | 30 | 18 | 30 | 100 | 100 | 0 | 0 | 0 | 0 | 1.5 | 13.34% | 0
1 | 30 | 19 | 30 | 100 | 100 | 0 | 0 | 0 | 0 | 1.5 | 13.34% | 0
1 | 30 | 20 | 30 | 100 | 100 | 0 | 0 | 0 | 0 | 1.5 | 13.34% | 0
1 | 30 | 21 | 30 | 100 | 100 | 0 | 0 | 0 | 0 | 1.5 | 13.34% | 0
1 | 30 | 22 | 30 | 100 | 100 | 0 | 0 | 0 | 0 | 1.5 | 13.34% | 0
1 | 30 | 23 | 30 | 100 | 100 | 0 | 0 | 0 | 0 | 1.5 | 13.34% | 0
1 | 31 | 0 | 30 | 100 | 100 | 0 | 0 | 0 | 0 | 1.5 | 13.34% | 0
1 | 31 | 1 | 30 | 100 | 100 | 0 | 0 | 0 | 0 | 1.5 | 13.34% | 0
1 | 31 | 2 | 30 | 100 | 100 | 0 | 0 | 0 | 0 | 1.5 | 13.34% | 0
1 | 31 | 3 | 30 | 100 | 100 | 0 | 0 | 0 | 0 | 1.5 | 13.34% | 0
1 | 31 | 4 | 30 | 100 | 100 | 0 | 0 | 0 | 0 | 1.5 | 13.34% | 0
1 | 31 | 5 | 30 | 100 | 100 | 0 | 0 | 0 | 0 | 1.5 | 13.34% | 0
1 | 31 | 6 | 30 | 100 | 100 | 0 | 0 | 0 | 0 | 1.5 | 13.34% | 0
1 | 31 | 7 | 30 | 3.743 | 7.2019 | 0.004855 | 0 | -0.00032616 | -0.00163 | 1.5 | 13.34% | 3.4589
1 | 31 | 8 | 30 | 18.23 | 30.9325 | 0.036477 | -0.01012 | -0.00088844 | -0.00444 | 1.5 | 13.34% | 12.7025
1 | 31 | 9 | 30 | 38.304 | 37.9999 | 0.058452 | -0.02016 | -0.0014867 | -0.00743 | 1.5 | 13.34% | 0.3041
1 | 31 | 10 | 30 | 48.841 | 44.8672 | 0.094641 | -0.04008 | -0.0016448 | -0.00822 | 1.5 | 13.34% | 3.9738
1 | 31 | 11 | 30 | 57.163 | 50.6633 | 0.11881 | -0.05773 | -0.0016348 | -0.00817 | 1.5 | 13.34% | 6.4997
1 | 31 | 12 | 30 | 61.074 | 51.8009 | 0.1215 | -0.06042 | -0.0016588 | -0.00829 | 1.5 | 13.34% | 9.2731
1 | 31 | 13 | 30 | 52.571 | 32.7113 | 0.064327 | -0.01806 | -0.0022471 | -0.01123 | 1.5 | 13.34% | 19.8597
1 | 31 | 14 | 30 | 43.603 | 36.8324 | 0.062406 | -0.02062 | -0.0017289 | -0.00864 | 1.5 | 13.34% | 6.7706
1 | 31 | 15 | 30 | 28.47 | 43.3617 | 0.082467 | -0.03491 | -0.0005923 | -0.00296 | 1.5 | 13.34% | 14.8917
1 | 31 | 16 | 30 | 8.849 | 14.6002 | 0.033516 | -0.00446 | -0.00037819 | -0.00189 | 1.5 | 13.34% | 5.7512
1 | 31 | 17 | 30 | 100 | 7.0325 | 0.000335 | 0 | -2.2011e-05 | -0.00011 | 1.5 | 13.34% | 92.9675
1 | 31 | 18 | 30 | 100 | 100 | 0 | 0 | 0 | 0 | 1.5 | 13.34% | 0
1 | 31 | 19 | 30 | 100 | 100 | 0 | 0 | 0 | 0 | 1.5 | 13.34% | 0
1 | 31 | 20 | 30 | 100 | 100 | 0 | 0 | 0 | 0 | 1.5 | 13.34% | 0
1 | 31 | 21 | 30 | 100 | 100 | 0 | 0 | 0 | 0 | 1.5 | 13.34% | 0
1 | 31 | 22 | 30 | 100 | 100 | 0 | 0 | 0 | 0 | 1.5 | 13.34% | 0
1 | 31 | 23 | 30 | 100 | 100 | 0 | 0 | 0 | 0 | 1.5 | 13.34% | 0
2 | 1 | 0 | 30 | 100 | 100 | 0 | 0 | 0 | 0 | 1.5 | 13.34% | 0
2 | 1 | 1 | 30 | 100 | 100 | 0 | 0 | 0 | 0 | 1.5 | 13.34% | 0
2 | 1 | 2 | 30 | 100 | 100 | 0 | 0 | 0 | 0 | 1.5 | 13.34% | 0
2 | 1 | 3 | 30 | 100 | 100 | 0 | 0 | 0 | 0 | 1.5 | 13.34% | 0
2 | 1 | 4 | 30 | 100 | 100 | 0 | 0 | 0 | 0 | 1.5 | 13.34% | 0
2 | 1 | 5 | 30 | 100 | 100 | 0 | 0 | 0 | 0 | 1.5 | 13.34% | 0
2 | 1 | 6 | 30 | 100 | 100 | 0 | 0 | 0 | 0 | 1.5 | 13.34% | 0
2 | 1 | 7 | 30 | 3.479 | 7.2165 | 0.006362 | 0 | -0.00042821 | -0.00214 | 1.5 | 13.34% | 3.7375
2 | 1 | 8 | 30 | 17.875 | 39.1498 | 0.073886 | -0.0284 | -0.00037819 | -0.00189 | 1.5 | 13.34% | 21.2748
2 | 1 | 9 | 30 | 37.735 | 52.2943 | 0.12766 | -0.06625 | -0.00033417 | -0.00167 | 1.5 | 13.34% | 14.5593
2 | 1 | 10 | 30 | 48.216 | 55.0299 | 0.16713 | -0.0915 | -0.00030415 | -0.00152 | 1.5 | 13.34% | 6.8139
2 | 1 | 11 | 30 | 56.477 | 56.3372 | 0.18025 | -0.10009 | -0.00093247 | -0.00466 | 1.5 | 13.34% | 0.13981
2 | 1 | 12 | 30 | 60.441 | 56.6503 | 0.18414 | -0.10283 | -0.00094847 | -0.00474 | 1.5 | 13.34% | 3.7907
2 | 1 | 13 | 30 | 51.944 | 53.1335 | 0.16973 | -0.08882 | -0.00089045 | -0.00445 | 1.5 | 13.34% | 1.1895
2 | 1 | 14 | 30 | 43.095 | 52.5963 | 0.14561 | -0.0761 | -0.00031816 | -0.00159 | 1.5 | 13.34% | 9.5013
2 | 1 | 15 | 30 | 28.072 | 44.807 | 0.097708 | -0.04327 | -0.00035218 | -0.00176 | 1.5 | 13.34% | 16.735
2 | 1 | 16 | 30 | 8.616 | 13.9892 | 0.040193 | -0.00526 | -0.00031816 | -0.00159 | 1.5 | 13.34% | 5.3732
2 | 1 | 17 | 30 | 100 | 7.2689 | 0.000502 | 0 | -3.4017e-05 | -0.00017 | 1.5 | 13.34% | 92.7311
2 | 1 | 18 | 30 | 100 | 100 | 0 | 0 | 0 | 0 | 1.5 | 13.34% | 0
2 | 1 | 19 | 30 | 100 | 100 | 0 | 0 | 0 | 0 | 1.5 | 13.34% | 0
2 | 1 | 20 | 30 | 100 | 100 | 0 | 0 | 0 | 0 | 1.5 | 13.34% | 0
2 | 1 | 21 | 30 | 100 | 100 | 0 | 0 | 0 | 0 | 1.5 | 13.34% | 0
2 | 1 | 22 | 30 | 100 | 100 | 0 | 0 | 0 | 0 | 1.5 | 13.34% | 0
2 | 1 | 23 | 30 | 100 | 100 | 0 | 0 | 0 | 0 | 1.5 | 13.34% | 0
2 | 2 | 0 | 30 | 100 | 100 | 0 | 0 | 0 | 0 | 1.5 | 13.34% | 0
2 | 2 | 1 | 30 | 100 | 100 | 0 | 0 | 0 | 0 | 1.5 | 13.34% | 0
2 | 2 | 2 | 30 | 100 | 100 | 0 | 0 | 0 | 0 | 1.5 | 13.34% | 0
2 | 2 | 3 | 30 | 100 | 100 | 0 | 0 | 0 | 0 | 1.5 | 13.34% | 0
2 | 2 | 4 | 30 | 100 | 100 | 0 | 0 | 0 | 0 | 1.5 | 13.34% | 0
2 | 2 | 5 | 30 | 100 | 100 | 0 | 0 | 0 | 0 | 1.5 | 13.34% | 0
2 | 2 | 6 | 30 | 100 | 100 | 0 | 0 | 0 | 0 | 1.5 | 13.34% | 0
2 | 2 | 7 | 30 | 3.296 | 7.2073 | 0.006697 | 0 | -0.00045022 | -0.00225 | 1.5 | 13.34% | 3.9113
2 | 2 | 8 | 30 | 17.47 | 38.6335 | 0.070787 | -0.02674 | -0.00043822 | -0.00219 | 1.5 | 13.34% | 21.1635
2 | 2 | 9 | 30 | 37.205 | 51.8655 | 0.12393 | -0.06366 | -0.0004062 | -0.00203 | 1.5 | 13.34% | 14.6605
2 | 2 | 10 | 30 | 47.625 | 54.7313 | 0.16361 | -0.08897 | -0.00037219 | -0.00186 | 1.5 | 13.34% | 7.1063
2 | 2 | 11 | 30 | 55.839 | 56.3708 | 0.17839 | -0.09913 | -0.00091446 | -0.00457 | 1.5 | 13.34% | 0.53184
2 | 2 | 12 | 30 | 59.768 | 56.6864 | 0.18228 | -0.10187 | -0.00093046 | -0.00465 | 1.5 | 13.34% | 3.0816
2 | 2 | 13 | 30 | 51.432 | 55.3631 | 0.17552 | -0.09662 | -0.00035618 | -0.00178 | 1.5 | 13.34% | 3.9311
2 | 2 | 14 | 30 | 42.524 | 52.3014 | 0.14278 | -0.0741 | -0.00037819 | -0.00189 | 1.5 | 13.34% | 9.7774
2 | 2 | 15 | 30 | 27.697 | 44.3546 | 0.094587 | -0.04135 | -0.00041821 | -0.00209 | 1.5 | 13.34% | 16.6576
2 | 2 | 16 | 30 | 8.405 | 13.8034 | 0.037704 | -0.00479 | -0.00036418 | -0.00182 | 1.5 | 13.34% | 5.3984
2 | 2 | 17 | 30 | 100 | 7.2689 | 0.000502 | 0 | -3.4017e-05 | -0.00017 | 1.5 | 13.34% | 92.7311
2 | 2 | 18 | 30 | 100 | 100 | 0 | 0 | 0 | 0 | 1.5 | 13.34% | 0
2 | 2 | 19 | 30 | 100 | 100 | 0 | 0 | 0 | 0 | 1.5 | 13.34% | 0
2 | 2 | 20 | 30 | 100 | 100 | 0 | 0 | 0 | 0 | 1.5 | 13.34% | 0
2 | 2 | 21 | 30 | 100 | 100 | 0 | 0 | 0 | 0 | 1.5 | 13.34% | 0
2 | 2 | 22 | 30 | 100 | 100 | 0 | 0 | 0 | 0 | 1.5 | 13.34% | 0
2 | 2 | 23 | 30 | 100 | 100 | 0 | 0 | 0 | 0 | 1.5 | 13.34% | 0
2 | 3 | 0 | 30 | 100 | 100 | 0 | 0 | 0 | 0 | 1.5 | 13.34% | 0
2 | 3 | 1 | 30 | 100 | 100 | 0 | 0 | 0 | 0 | 1.5 | 13.34% | 0
2 | 3 | 2 | 30 | 100 | 100 | 0 | 0 | 0 | 0 | 1.5 | 13.34% | 0
2 | 3 | 3 | 30 | 100 | 100 | 0 | 0 | 0 | 0 | 1.5 | 13.34% | 0
2 | 3 | 4 | 30 | 100 | 100 | 0 | 0 | 0 | 0 | 1.5 | 13.34% | 0
2 | 3 | 5 | 30 | 100 | 100 | 0 | 0 | 0 | 0 | 1.5 | 13.34% | 0
2 | 3 | 6 | 30 | 100 | 100 | 0 | 0 | 0 | 0 | 1.5 | 13.34% | 0
2 | 3 | 7 | 30 | 3.105 | 7.1978 | 0.005692 | 0 | -0.00038219 | -0.00191 | 1.5 | 13.34% | 4.0928
2 | 3 | 8 | 30 | 17.059 | 36.7252 | 0.066646 | -0.02377 | -0.00051626 | -0.00258 | 1.5 | 13.34% | 19.6662
2 | 3 | 9 | 30 | 36.655 | 49.0539 | 0.11251 | -0.05426 | -0.00062431 | -0.00312 | 1.5 | 13.34% | 12.3989
2 | 3 | 10 | 30 | 47.016 | 50.4551 | 0.13232 | -0.06529 | -0.00097849 | -0.00489 | 1.5 | 13.34% | 3.4391
2 | 3 | 11 | 30 | 55.133 | 49.8781 | 0.12859 | -0.06188 | -0.0015068 | -0.00753 | 1.5 | 13.34% | 5.2549
2 | 3 | 12 | 30 | 59.12 | 56.5925 | 0.17218 | -0.09636 | -0.00069034 | -0.00345 | 1.5 | 13.34% | 2.5275
2 | 3 | 13 | 30 | 50.777 | 45.4198 | 0.10919 | -0.04717 | -0.0016668 | -0.00833 | 1.5 | 13.34% | 5.3572
2 | 3 | 14 | 30 | 41.948 | 49.0276 | 0.12085 | -0.05806 | -0.0007984 | -0.00399 | 1.5 | 13.34% | 7.0796
2 | 3 | 15 | 30 | 27.408 | 32.6123 | 0.050375 | -0.0149 | -0.0011526 | -0.00576 | 1.5 | 13.34% | 5.2043
2 | 3 | 16 | 30 | 8.167 | 11.9823 | 0.024391 | -0.00234 | -0.00052026 | -0.0026 | 1.5 | 13.34% | 3.8153
2 | 3 | 17 | 30 | 100 | 7.0325 | 0.000335 | 0 | -2.2011e-05 | -0.00011 | 1.5 | 13.34% | 92.9675
2 | 3 | 18 | 30 | 100 | 100 | 0 | 0 | 0 | 0 | 1.5 | 13.34% | 0
2 | 3 | 19 | 30 | 100 | 100 | 0 | 0 | 0 | 0 | 1.5 | 13.34% | 0
2 | 3 | 20 | 30 | 100 | 100 | 0 | 0 | 0 | 0 | 1.5 | 13.34% | 0
2 | 3 | 21 | 30 | 100 | 100 | 0 | 0 | 0 | 0 | 1.5 | 13.34% | 0
2 | 3 | 22 | 30 | 100 | 100 | 0 | 0 | 0 | 0 | 1.5 | 13.34% | 0
2 | 3 | 23 | 30 | 100 | 100 | 0 | 0 | 0 | 0 | 1.5 | 13.34% | 0
2 | 4 | 0 | 30 | 100 | 100 | 0 | 0 | 0 | 0 | 1.5 | 13.34% | 0
2 | 4 | 1 | 30 | 100 | 100 | 0 | 0 | 0 | 0 | 1.5 | 13.34% | 0
2 | 4 | 2 | 30 | 100 | 100 | 0 | 0 | 0 | 0 | 1.5 | 13.34% | 0
2 | 4 | 3 | 30 | 100 | 100 | 0 | 0 | 0 | 0 | 1.5 | 13.34% | 0
2 | 4 | 4 | 30 | 100 | 100 | 0 | 0 | 0 | 0 | 1.5 | 13.34% | 0
2 | 4 | 5 | 30 | 100 | 100 | 0 | 0 | 0 | 0 | 1.5 | 13.34% | 0
2 | 4 | 6 | 30 | 100 | 100 | 0 | 0 | 0 | 0 | 1.5 | 13.34% | 0
2 | 4 | 7 | 30 | 2.867 | 7.1869 | 0.006864 | 0 | -0.00046023 | -0.0023 | 1.5 | 13.34% | 4.3199
2 | 4 | 8 | 30 | 16.663 | 30.1629 | 0.041581 | -0.01137 | -0.00090045 | -0.0045 | 1.5 | 13.34% | 13.4999
2 | 4 | 9 | 30 | 36.115 | 49.61 | 0.11737 | -0.05741 | -0.00054627 | -0.00273 | 1.5 | 13.34% | 13.495
2 | 4 | 10 | 30 | 46.464 | 52.7186 | 0.15155 | -0.07896 | -0.00061231 | -0.00306 | 1.5 | 13.34% | 6.2546
2 | 4 | 11 | 30 | 54.506 | 54.4691 | 0.16075 | -0.08623 | -0.00086043 | -0.0043 | 1.5 | 13.34% | 0.036887
2 | 4 | 12 | 30 | 58.409 | 53.3515 | 0.1466 | -0.07632 | -0.0012346 | -0.00617 | 1.5 | 13.34% | 5.0575
2 | 4 | 13 | 30 | 50.183 | 52.7568 | 0.15687 | -0.08165 | -0.00072636 | -0.00363 | 1.5 | 13.34% | 2.5738
2 | 4 | 14 | 30 | 41.466 | 49.1887 | 0.12274 | -0.05921 | -0.00078039 | -0.0039 | 1.5 | 13.34% | 7.7227
2 | 4 | 15 | 30 | 26.996 | 33.0632 | 0.052206 | -0.01573 | -0.0011506 | -0.00575 | 1.5 | 13.34% | 6.0672
2 | 4 | 16 | 30 | 7.897 | 8.011 | 0.007892 | -0.00012 | -0.00047424 | -0.00237 | 1.5 | 13.34% | 0.114
2 | 4 | 17 | 30 | 100 | 7.0325 | 0.000335 | 0 | -2.2011e-05 | -0.00011 | 1.5 | 13.34% | 92.9675
2 | 4 | 18 | 30 | 100 | 100 | 0 | 0 | 0 | 0 | 1.5 | 13.34% | 0
2 | 4 | 19 | 30 | 100 | 100 | 0 | 0 | 0 | 0 | 1.5 | 13.34% | 0
2 | 4 | 20 | 30 | 100 | 100 | 0 | 0 | 0 | 0 | 1.5 | 13.34% | 0
2 | 4 | 21 | 30 | 100 | 100 | 0 | 0 | 0 | 0 | 1.5 | 13.34% | 0
2 | 4 | 22 | 30 | 100 | 100 | 0 | 0 | 0 | 0 | 1.5 | 13.34% | 0
2 | 4 | 23 | 30 | 100 | 100 | 0 | 0 | 0 | 0 | 1.5 | 13.34% | 0
2 | 5 | 0 | 30 | 100 | 100 | 0 | 0 | 0 | 0 | 1.5 | 13.34% | 0
2 | 5 | 1 | 30 | 100 | 100 | 0 | 0 | 0 | 0 | 1.5 | 13.34% | 0
2 | 5 | 2 | 30 | 100 | 100 | 0 | 0 | 0 | 0 | 1.5 | 13.34% | 0
2 | 5 | 3 | 30 | 100 | 100 | 0 | 0 | 0 | 0 | 1.5 | 13.34% | 0
2 | 5 | 4 | 30 | 100 | 100 | 0 | 0 | 0 | 0 | 1.5 | 13.34% | 0
2 | 5 | 5 | 30 | 100 | 100 | 0 | 0 | 0 | 0 | 1.5 | 13.34% | 0
2 | 5 | 6 | 30 | 100 | 100 | 0 | 0 | 0 | 0 | 1.5 | 13.34% | 0
2 | 5 | 7 | 30 | 2.675 | 7.1924 | 0.007366 | 0 | -0.00049425 | -0.00247 | 1.5 | 13.34% | 4.5174
2 | 5 | 8 | 30 | 16.356 | 33.569 | 0.058717 | -0.01881 | -0.00067434 | -0.00337 | 1.5 | 13.34% | 17.213
2 | 5 | 9 | 30 | 35.534 | 45.8435 | 0.10125 | -0.04515 | -0.00086843 | -0.00434 | 1.5 | 13.34% | 10.3095
2 | 5 | 10 | 30 | 45.865 | 52.1301 | 0.16333 | -0.08452 | -0.00041021 | -0.00205 | 1.5 | 13.34% | 6.2651
2 | 5 | 11 | 30 | 53.911 | 55.8338 | 0.18579 | -0.10311 | -0.0004002 | -0.002 | 1.5 | 13.34% | 1.9228
2 | 5 | 12 | 30 | 57.726 | 54.9156 | 0.18298 | -0.09904 | -0.00093247 | -0.00466 | 1.5 | 13.34% | 2.8104
2 | 5 | 13 | 30 | 49.593 | 52.7013 | 0.17547 | -0.09187 | -0.0003962 | -0.00198 | 1.5 | 13.34% | 3.1083
2 | 5 | 14 | 30 | 40.889 | 50.0212 | 0.14327 | -0.07105 | -0.00041021 | -0.00205 | 1.5 | 13.34% | 9.1322
2 | 5 | 15 | 30 | 26.595 | 40.7291 | 0.095462 | -0.03825 | -0.00044822 | -0.00224 | 1.5 | 13.34% | 14.1341
2 | 5 | 16 | 30 | 7.637 | 12.134 | 0.039227 | -0.00432 | -0.0003922 | -0.00196 | 1.5 | 13.34% | 4.497
2 | 5 | 17 | 30 | 100 | 7.0325 | 0.00067 | 0 | -4.4022e-05 | -0.00022 | 1.5 | 13.34% | 92.9675
2 | 5 | 18 | 30 | 100 | 100 | 0 | 0 | 0 | 0 | 1.5 | 13.34% | 0
2 | 5 | 19 | 30 | 100 | 100 | 0 | 0 | 0 | 0 | 1.5 | 13.34% | 0
2 | 5 | 20 | 30 | 100 | 100 | 0 | 0 | 0 | 0 | 1.5 | 13.34% | 0
2 | 5 | 21 | 30 | 100 | 100 | 0 | 0 | 0 | 0 | 1.5 | 13.34% | 0
2 | 5 | 22 | 30 | 100 | 100 | 0 | 0 | 0 | 0 | 1.5 | 13.34% | 0
2 | 5 | 23 | 30 | 100 | 100 | 0 | 0 | 0 | 0 | 1.5 | 13.34% | 0
2 | 6 | 0 | 30 | 100 | 100 | 0 | 0 | 0 | 0 | 1.5 | 13.34% | 0
2 | 6 | 1 | 30 | 100 | 100 | 0 | 0 | 0 | 0 | 1.5 | 13.34% | 0
2 | 6 | 2 | 30 | 100 | 100 | 0 | 0 | 0 | 0 | 1.5 | 13.34% | 0
2 | 6 | 3 | 30 | 100 | 100 | 0 | 0 | 0 | 0 | 1.5 | 13.34% | 0
2 | 6 | 4 | 30 | 100 | 100 | 0 | 0 | 0 | 0 | 1.5 | 13.34% | 0
2 | 6 | 5 | 30 | 100 | 100 | 0 | 0 | 0 | 0 | 1.5 | 13.34% | 0
2 | 6 | 6 | 30 | 100 | 100 | 0 | 0 | 0 | 0 | 1.5 | 13.34% | 0
2 | 6 | 7 | 30 | 2.491 | 7.199 | 0.007032 | 0 | -0.00047224 | -0.00236 | 1.5 | 13.34% | 4.708
2 | 6 | 8 | 30 | 15.972 | 31.4466 | 0.050453 | -0.01479 | -0.00081841 | -0.00409 | 1.5 | 13.34% | 15.4746
2 | 6 | 9 | 30 | 35.041 | 8.1674 | 0.012351 | -0.00013 | -0.00081241 | -0.00406 | 1.5 | 13.34% | 26.8736
2 | 6 | 10 | 30 | 45.21 | 41.9485 | 0.096846 | -0.03816 | -0.0017369 | -0.00868 | 1.5 | 13.34% | 3.2615
2 | 6 | 11 | 30 | 53.106 | 53.5296 | 0.16154 | -0.08512 | -0.00088044 | -0.0044 | 1.5 | 13.34% | 0.42361
2 | 6 | 12 | 30 | 57.084 | 39.4168 | 0.090213 | -0.03227 | -0.0023592 | -0.01179 | 1.5 | 13.34% | 17.6672
2 | 6 | 13 | 30 | 48.978 | 50.8337 | 0.15536 | -0.07778 | -0.0007924 | -0.00396 | 1.5 | 13.34% | 1.8557
2 | 6 | 14 | 30 | 40.294 | 45.744 | 0.11026 | -0.04888 | -0.0010685 | -0.00534 | 1.5 | 13.34% | 5.45
2 | 6 | 15 | 30 | 26.179 | 36.4921 | 0.070319 | -0.02441 | -0.00091646 | -0.00458 | 1.5 | 13.34% | 10.3131
2 | 6 | 16 | 30 | 7.351 | 10.0462 | 0.01738 | -0.00107 | -0.00061431 | -0.00307 | 1.5 | 13.34% | 2.6952
2 | 6 | 17 | 30 | 100 | 7.0325 | 0.00067 | 0 | -4.4022e-05 | -0.00022 | 1.5 | 13.34% | 92.9675
2 | 6 | 18 | 30 | 100 | 100 | 0 | 0 | 0 | 0 | 1.5 | 13.34% | 0
2 | 6 | 19 | 30 | 100 | 100 | 0 | 0 | 0 | 0 | 1.5 | 13.34% | 0
2 | 6 | 20 | 30 | 100 | 100 | 0 | 0 | 0 | 0 | 1.5 | 13.34% | 0
2 | 6 | 21 | 30 | 100 | 100 | 0 | 0 | 0 | 0 | 1.5 | 13.34% | 0
2 | 6 | 22 | 30 | 100 | 100 | 0 | 0 | 0 | 0 | 1.5 | 13.34% | 0
2 | 6 | 23 | 30 | 100 | 100 | 0 | 0 | 0 | 0 | 1.5 | 13.34% | 0
2 | 7 | 0 | 30 | 100 | 100 | 0 | 0 | 0 | 0 | 1.5 | 13.34% | 0
2 | 7 | 1 | 30 | 100 | 100 | 0 | 0 | 0 | 0 | 1.5 | 13.34% | 0
2 | 7 | 2 | 30 | 100 | 100 | 0 | 0 | 0 | 0 | 1.5 | 13.34% | 0
2 | 7 | 3 | 30 | 100 | 100 | 0 | 0 | 0 | 0 | 1.5 | 13.34% | 0
2 | 7 | 4 | 30 | 100 | 100 | 0 | 0 | 0 | 0 | 1.5 | 13.34% | 0
2 | 7 | 5 | 30 | 100 | 100 | 0 | 0 | 0 | 0 | 1.5 | 13.34% | 0
2 | 7 | 6 | 30 | 100 | 100 | 0 | 0 | 0 | 0 | 1.5 | 13.34% | 0
2 | 7 | 7 | 30 | 2.315 | 7.2216 | 0.001842 | 0 | -0.00012406 | -0.00062 | 1.5 | 13.34% | 4.9066
2 | 7 | 8 | 30 | 15.573 | 8.579 | 0.009422 | -0.00015 | -0.0006063 | -0.00303 | 1.5 | 13.34% | 6.994
2 | 7 | 9 | 30 | 34.482 | 8.4028 | 0.013578 | -0.00018 | -0.00088644 | -0.00443 | 1.5 | 13.34% | 26.0792
2 | 7 | 10 | 30 | 44.591 | 8.5831 | 0.018157 | -0.00027 | -0.0011866 | -0.00593 | 1.5 | 13.34% | 36.0079
2 | 7 | 11 | 30 | 52.429 | 8.6196 | 0.020516 | -0.00031 | -0.0013427 | -0.00671 | 1.5 | 13.34% | 43.8094
2 | 7 | 12 | 30 | 56.315 | 49.7786 | 0.14183 | -0.0685 | -0.0014027 | -0.00701 | 1.5 | 13.34% | 6.5364
2 | 7 | 13 | 30 | 48.332 | 35.6964 | 0.083921 | -0.02697 | -0.0022011 | -0.011 | 1.5 | 13.34% | 12.6356
2 | 7 | 14 | 30 | 39.781 | 8.7243 | 0.01685 | -0.00028 | -0.0010945 | -0.00547 | 1.5 | 13.34% | 31.0567
2 | 7 | 15 | 30 | 25.632 | 35.8316 | 0.072951 | -0.02493 | -0.00089045 | -0.00445 | 1.5 | 13.34% | 10.1996
2 | 7 | 16 | 30 | 7.082 | 7.8288 | 0.010367 | -0.00016 | -0.0006043 | -0.00302 | 1.5 | 13.34% | 0.7468
2 | 7 | 17 | 30 | 100 | 7.1741 | 0.000837 | 0 | -5.6028e-05 | -0.00028 | 1.5 | 13.34% | 92.8259
2 | 7 | 18 | 30 | 100 | 100 | 0 | 0 | 0 | 0 | 1.5 | 13.34% | 0
2 | 7 | 19 | 30 | 100 | 100 | 0 | 0 | 0 | 0 | 1.5 | 13.34% | 0
2 | 7 | 20 | 30 | 100 | 100 | 0 | 0 | 0 | 0 | 1.5 | 13.34% | 0
2 | 7 | 21 | 30 | 100 | 100 | 0 | 0 | 0 | 0 | 1.5 | 13.34% | 0
2 | 7 | 22 | 30 | 100 | 100 | 0 | 0 | 0 | 0 | 1.5 | 13.34% | 0
2 | 7 | 23 | 30 | 100 | 100 | 0 | 0 | 0 | 0 | 1.5 | 13.34% | 0
2 | 8 | 0 | 30 | 100 | 100 | 0 | 0 | 0 | 0 | 1.5 | 13.34% | 0
2 | 8 | 1 | 30 | 100 | 100 | 0 | 0 | 0 | 0 | 1.5 | 13.34% | 0
2 | 8 | 2 | 30 | 100 | 100 | 0 | 0 | 0 | 0 | 1.5 | 13.34% | 0
2 | 8 | 3 | 30 | 100 | 100 | 0 | 0 | 0 | 0 | 1.5 | 13.34% | 0
2 | 8 | 4 | 30 | 100 | 100 | 0 | 0 | 0 | 0 | 1.5 | 13.34% | 0
2 | 8 | 5 | 30 | 100 | 100 | 0 | 0 | 0 | 0 | 1.5 | 13.34% | 0
2 | 8 | 6 | 30 | 100 | 100 | 0 | 0 | 0 | 0 | 1.5 | 13.34% | 0
2 | 8 | 7 | 30 | 2.124 | 7.2067 | 0.002679 | 0 | -0.00018009 | -0.0009 | 1.5 | 13.34% | 5.0827
2 | 8 | 8 | 30 | 15.217 | 8.856 | 0.010498 | -0.0002 | -0.00067033 | -0.00335 | 1.5 | 13.34% | 6.361
2 | 8 | 9 | 30 | 33.927 | 10.4335 | 0.021167 | -0.00075 | -0.0013207 | -0.0066 | 1.5 | 13.34% | 23.4935
2 | 8 | 10 | 30 | 43.988 | 10.5731 | 0.02735 | -0.001 | -0.0017109 | -0.00855 | 1.5 | 13.34% | 33.4149
2 | 8 | 11 | 30 | 51.812 | 12.7442 | 0.040348 | -0.00241 | -0.0024232 | -0.01211 | 1.5 | 13.34% | 39.0678
2 | 8 | 12 | 30 | 55.625 | 22.3391 | 0.056805 | -0.00938 | -0.0027054 | -0.01352 | 1.5 | 13.34% | 33.2859
2 | 8 | 13 | 30 | 47.686 | 10.554 | 0.029422 | -0.00107 | -0.0018409 | -0.0092 | 1.5 | 13.34% | 37.132
2 | 8 | 14 | 30 | 39.191 | 29.5916 | 0.058602 | -0.0148 | -0.001961 | -0.0098 | 1.5 | 13.34% | 9.5994
2 | 8 | 15 | 30 | 25.201 | 10.4992 | 0.018956 | -0.00071 | -0.0011586 | -0.00579 | 1.5 | 13.34% | 14.7018
2 | 8 | 16 | 30 | 6.88 | 9.9997 | 0.022412 | -0.00155 | -0.00062831 | -0.00314 | 1.5 | 13.34% | 3.1197
2 | 8 | 17 | 30 | 100 | 7.2611 | 0.001005 | 0 | -6.8034e-05 | -0.00034 | 1.5 | 13.34% | 92.7389
2 | 8 | 18 | 30 | 100 | 100 | 0 | 0 | 0 | 0 | 1.5 | 13.34% | 0
2 | 8 | 19 | 30 | 100 | 100 | 0 | 0 | 0 | 0 | 1.5 | 13.34% | 0
2 | 8 | 20 | 30 | 100 | 100 | 0 | 0 | 0 | 0 | 1.5 | 13.34% | 0
2 | 8 | 21 | 30 | 100 | 100 | 0 | 0 | 0 | 0 | 1.5 | 13.34% | 0
2 | 8 | 22 | 30 | 100 | 100 | 0 | 0 | 0 | 0 | 1.5 | 13.34% | 0
2 | 8 | 23 | 30 | 100 | 100 | 0 | 0 | 0 | 0 | 1.5 | 13.34% | 0
2 | 9 | 0 | 30 | 100 | 100 | 0 | 0 | 0 | 0 | 1.5 | 13.34% | 0
2 | 9 | 1 | 30 | 100 | 100 | 0 | 0 | 0 | 0 | 1.5 | 13.34% | 0
2 | 9 | 2 | 30 | 100 | 100 | 0 | 0 | 0 | 0 | 1.5 | 13.34% | 0
2 | 9 | 3 | 30 | 100 | 100 | 0 | 0 | 0 | 0 | 1.5 | 13.34% | 0
2 | 9 | 4 | 30 | 100 | 100 | 0 | 0 | 0 | 0 | 1.5 | 13.34% | 0
2 | 9 | 5 | 30 | 100 | 100 | 0 | 0 | 0 | 0 | 1.5 | 13.34% | 0
2 | 9 | 6 | 30 | 100 | 100 | 0 | 0 | 0 | 0 | 1.5 | 13.34% | 0
2 | 9 | 7 | 30 | 1.957 | 7.4177 | 0.011387 | -0.00049 | -0.00033016 | -0.00165 | 1.5 | 13.34% | 5.4607
2 | 9 | 8 | 30 | 14.803 | 31.6687 | 0.064435 | -0.01956 | -0.00064232 | -0.00321 | 1.5 | 13.34% | 16.8657
2 | 9 | 9 | 30 | 33.349 | 45.2592 | 0.11732 | -0.0522 | -0.00061831 | -0.00309 | 1.5 | 13.34% | 11.9102
2 | 9 | 10 | 30 | 43.369 | 48.434 | 0.15763 | -0.0755 | -0.00057029 | -0.00285 | 1.5 | 13.34% | 5.065
2 | 9 | 11 | 30 | 51.028 | 52.5028 | 0.18049 | -0.09392 | -0.00055228 | -0.00276 | 1.5 | 13.34% | 1.4748
2 | 9 | 12 | 30 | 54.921 | 53.6633 | 0.18455 | -0.09819 | -0.00055028 | -0.00275 | 1.5 | 13.34% | 1.2577
2 | 9 | 13 | 30 | 47.043 | 48.9818 | 0.16965 | -0.08226 | -0.00056228 | -0.00281 | 1.5 | 13.34% | 1.9388
2 | 9 | 14 | 30 | 38.636 | 44.4214 | 0.12534 | -0.05449 | -0.00082241 | -0.00411 | 1.5 | 13.34% | 5.7854
2 | 9 | 15 | 30 | 24.811 | 37.0201 | 0.087123 | -0.03134 | -0.00066633 | -0.00333 | 1.5 | 13.34% | 12.2091
2 | 9 | 16 | 30 | 6.604 | 10.0863 | 0.02993 | -0.00238 | -0.00058029 | -0.0029 | 1.5 | 13.34% | 3.4823
2 | 9 | 17 | 30 | 100 | 7.1336 | 0.001172 | 0 | -7.8039e-05 | -0.00039 | 1.5 | 13.34% | 92.8664
2 | 9 | 18 | 30 | 100 | 100 | 0 | 0 | 0 | 0 | 1.5 | 13.34% | 0
2 | 9 | 19 | 30 | 100 | 100 | 0 | 0 | 0 | 0 | 1.5 | 13.34% | 0
2 | 9 | 20 | 30 | 100 | 100 | 0 | 0 | 0 | 0 | 1.5 | 13.34% | 0
2 | 9 | 21 | 30 | 100 | 100 | 0 | 0 | 0 | 0 | 1.5 | 13.34% | 0
2 | 9 | 22 | 30 | 100 | 100 | 0 | 0 | 0 | 0 | 1.5 | 13.34% | 0
2 | 9 | 23 | 30 | 100 | 100 | 0 | 0 | 0 | 0 | 1.5 | 13.34% | 0
2 | 10 | 0 | 30 | 100 | 100 | 0 | 0 | 0 | 0 | 1.5 | 13.34% | 0
2 | 10 | 1 | 30 | 100 | 100 | 0 | 0 | 0 | 0 | 1.5 | 13.34% | 0
2 | 10 | 2 | 30 | 100 | 100 | 0 | 0 | 0 | 0 | 1.5 | 13.34% | 0
2 | 10 | 3 | 30 | 100 | 100 | 0 | 0 | 0 | 0 | 1.5 | 13.34% | 0
2 | 10 | 4 | 30 | 100 | 100 | 0 | 0 | 0 | 0 | 1.5 | 13.34% | 0
2 | 10 | 5 | 30 | 100 | 100 | 0 | 0 | 0 | 0 | 1.5 | 13.34% | 0
2 | 10 | 6 | 30 | 100 | 100 | 0 | 0 | 0 | 0 | 1.5 | 13.34% | 0
2 | 10 | 7 | 30 | 1.77 | 7.3732 | 0.010631 | -0.00041 | -0.00034817 | -0.00174 | 1.5 | 13.34% | 5.6032
2 | 10 | 8 | 30 | 14.454 | 28.213 | 0.049294 | -0.01274 | -0.00091046 | -0.00455 | 1.5 | 13.34% | 13.759
2 | 10 | 9 | 30 | 32.798 | 33.2765 | 0.063629 | -0.019 | -0.0016308 | -0.00815 | 1.5 | 13.34% | 0.47848
2 | 10 | 10 | 30 | 42.683 | 38.8652 | 0.096338 | -0.03488 | -0.0018449 | -0.00922 | 1.5 | 13.34% | 3.8178
2 | 10 | 11 | 30 | 50.386 | 32.8618 | 0.079449 | -0.02274 | -0.0025353 | -0.01267 | 1.5 | 13.34% | 17.5242
2 | 10 | 12 | 30 | 54.149 | 26.0149 | 0.064701 | -0.01339 | -0.0027314 | -0.01365 | 1.5 | 13.34% | 28.1341
2 | 10 | 13 | 30 | 46.406 | 41.55 | 0.11411 | -0.04494 | -0.0017469 | -0.00873 | 1.5 | 13.34% | 4.856
2 | 10 | 14 | 30 | 38.067 | 11.8825 | 0.032114 | -0.00166 | -0.001927 | -0.00963 | 1.5 | 13.34% | 26.1845
2 | 10 | 15 | 30 | 24.35 | 11.0765 | 0.022322 | -0.00099 | -0.0013347 | -0.00667 | 1.5 | 13.34% | 13.2735
2 | 10 | 16 | 30 | 6.337 | 7.6425 | 0.009997 | -0.00012 | -0.0005983 | -0.00299 | 1.5 | 13.34% | 1.3055
2 | 10 | 17 | 30 | 100 | 7.1336 | 0.001172 | 0 | -7.8039e-05 | -0.00039 | 1.5 | 13.34% | 92.8664
2 | 10 | 18 | 30 | 100 | 100 | 0 | 0 | 0 | 0 | 1.5 | 13.34% | 0
2 | 10 | 19 | 30 | 100 | 100 | 0 | 0 | 0 | 0 | 1.5 | 13.34% | 0
2 | 10 | 20 | 30 | 100 | 100 | 0 | 0 | 0 | 0 | 1.5 | 13.34% | 0
2 | 10 | 21 | 30 | 100 | 100 | 0 | 0 | 0 | 0 | 1.5 | 13.34% | 0
2 | 10 | 22 | 30 | 100 | 100 | 0 | 0 | 0 | 0 | 1.5 | 13.34% | 0
2 | 10 | 23 | 30 | 100 | 100 | 0 | 0 | 0 | 0 | 1.5 | 13.34% | 0
2 | 11 | 0 | 30 | 100 | 100 | 0 | 0 | 0 | 0 | 1.5 | 13.34% | 0
2 | 11 | 1 | 30 | 100 | 100 | 0 | 0 | 0 | 0 | 1.5 | 13.34% | 0
2 | 11 | 2 | 30 | 100 | 100 | 0 | 0 | 0 | 0 | 1.5 | 13.34% | 0
2 | 11 | 3 | 30 | 100 | 100 | 0 | 0 | 0 | 0 | 1.5 | 13.34% | 0
2 | 11 | 4 | 30 | 100 | 100 | 0 | 0 | 0 | 0 | 1.5 | 13.34% | 0
2 | 11 | 5 | 30 | 100 | 100 | 0 | 0 | 0 | 0 | 1.5 | 13.34% | 0
2 | 11 | 6 | 30 | 100 | 100 | 0 | 0 | 0 | 0 | 1.5 | 13.34% | 0
2 | 11 | 7 | 30 | 1.617 | 6.8196 | 0.0208 | -0.0011 | -0.00029815 | -0.00149 | 1.5 | 13.34% | 5.2026
2 | 11 | 8 | 30 | 14.096 | 32.0981 | 0.075042 | -0.02345 | -0.00048224 | -0.00241 | 1.5 | 13.34% | 18.0021
2 | 11 | 9 | 30 | 32.24 | 44.2208 | 0.12693 | -0.05546 | -0.00046423 | -0.00232 | 1.5 | 13.34% | 11.9808
2 | 11 | 10 | 30 | 42.093 | 47.3958 | 0.16567 | -0.07786 | -0.00044822 | -0.00224 | 1.5 | 13.34% | 5.3028
2 | 11 | 11 | 30 | 49.731 | 49.1189 | 0.1645 | -0.07944 | -0.00091246 | -0.00456 | 1.5 | 13.34% | 0.61207
2 | 11 | 12 | 30 | 53.374 | 51.4412 | 0.18122 | -0.09224 | -0.00064832 | -0.00324 | 1.5 | 13.34% | 1.9328
2 | 11 | 13 | 30 | 45.739 | 44.8697 | 0.14573 | -0.0638 | -0.0010965 | -0.00548 | 1.5 | 13.34% | 0.86933
2 | 11 | 14 | 30 | 37.4 | 27.777 | 0.060445 | -0.01421 | -0.002019 | -0.01009 | 1.5 | 13.34% | 9.623
2 | 11 | 15 | 30 | 23.862 | 8.2016 | 0.011379 | -0.00013 | -0.00074237 | -0.00371 | 1.5 | 13.34% | 15.6604
2 | 11 | 16 | 30 | 6.055 | 7.3055 | 0.0051 | -1.4e-05 | -0.00033417 | -0.00167 | 1.5 | 13.34% | 1.2505
2 | 11 | 17 | 30 | 100 | 7.0325 | 0.000335 | 0 | -2.2011e-05 | -0.00011 | 1.5 | 13.34% | 92.9675
2 | 11 | 18 | 30 | 100 | 100 | 0 | 0 | 0 | 0 | 1.5 | 13.34% | 0
2 | 11 | 19 | 30 | 100 | 100 | 0 | 0 | 0 | 0 | 1.5 | 13.34% | 0
2 | 11 | 20 | 30 | 100 | 100 | 0 | 0 | 0 | 0 | 1.5 | 13.34% | 0
2 | 11 | 21 | 30 | 100 | 100 | 0 | 0 | 0 | 0 | 1.5 | 13.34% | 0
2 | 11 | 22 | 30 | 100 | 100 | 0 | 0 | 0 | 0 | 1.5 | 13.34% | 0
2 | 11 | 23 | 30 | 100 | 100 | 0 | 0 | 0 | 0 | 1.5 | 13.34% | 0
2 | 12 | 0 | 30 | 100 | 100 | 0 | 0 | 0 | 0 | 1.5 | 13.34% | 0
2 | 12 | 1 | 30 | 100 | 100 | 0 | 0 | 0 | 0 | 1.5 | 13.34% | 0
2 | 12 | 2 | 30 | 100 | 100 | 0 | 0 | 0 | 0 | 1.5 | 13.34% | 0
2 | 12 | 3 | 30 | 100 | 100 | 0 | 0 | 0 | 0 | 1.5 | 13.34% | 0
2 | 12 | 4 | 30 | 100 | 100 | 0 | 0 | 0 | 0 | 1.5 | 13.34% | 0
2 | 12 | 5 | 30 | 100 | 100 | 0 | 0 | 0 | 0 | 1.5 | 13.34% | 0
2 | 12 | 6 | 30 | 100 | 100 | 0 | 0 | 0 | 0 | 1.5 | 13.34% | 0
2 | 12 | 7 | 30 | 1.462 | 6.843 | 0.017649 | -0.00084 | -0.00034417 | -0.00172 | 1.5 | 13.34% | 5.381
2 | 12 | 8 | 30 | 13.702 | 27.643 | 0.051414 | -0.01304 | -0.00091846 | -0.00459 | 1.5 | 13.34% | 13.941
2 | 12 | 9 | 30 | 31.724 | 42.7988 | 0.1149 | -0.04815 | -0.00071836 | -0.00359 | 1.5 | 13.34% | 11.0748
2 | 12 | 10 | 30 | 41.459 | 47.5061 | 0.1679 | -0.07914 | -0.00042221 | -0.00211 | 1.5 | 13.34% | 6.0471
2 | 12 | 11 | 30 | 48.958 | 49.3733 | 0.18369 | -0.08928 | -0.00094647 | -0.00473 | 1.5 | 13.34% | 0.41528
2 | 12 | 12 | 30 | 52.699 | 50.4328 | 0.18783 | -0.09328 | -0.00096248 | -0.00481 | 1.5 | 13.34% | 2.2662
2 | 12 | 13 | 30 | 45.092 | 47.9811 | 0.18049 | -0.086 | -0.0004062 | -0.00203 | 1.5 | 13.34% | 2.8891
2 | 12 | 14 | 30 | 36.86 | 45.175 | 0.14841 | -0.06644 | -0.00041621 | -0.00208 | 1.5 | 13.34% | 8.315
2 | 12 | 15 | 30 | 23.467 | 36.8872 | 0.10189 | -0.03699 | -0.00043422 | -0.00217 | 1.5 | 13.34% | 13.4202
2 | 12 | 16 | 30 | 5.804 | 9.8187 | 0.045836 | -0.00405 | -0.00041021 | -0.00205 | 1.5 | 13.34% | 4.0147
2 | 12 | 17 | 30 | 0 | 7.2216 | 0.001842 | 0 | -0.00012406 | -0.00062 | 1.5 | 13.34% | 7.2216
2 | 12 | 18 | 30 | 100 | 100 | 0 | 0 | 0 | 0 | 1.5 | 13.34% | 0
2 | 12 | 19 | 30 | 100 | 100 | 0 | 0 | 0 | 0 | 1.5 | 13.34% | 0
2 | 12 | 20 | 30 | 100 | 100 | 0 | 0 | 0 | 0 | 1.5 | 13.34% | 0
2 | 12 | 21 | 30 | 100 | 100 | 0 | 0 | 0 | 0 | 1.5 | 13.34% | 0
2 | 12 | 22 | 30 | 100 | 100 | 0 | 0 | 0 | 0 | 1.5 | 13.34% | 0
2 | 12 | 23 | 30 | 100 | 100 | 0 | 0 | 0 | 0 | 1.5 | 13.34% | 0
2 | 13 | 0 | 30 | 100 | 100 | 0 | 0 | 0 | 0 | 1.5 | 13.34% | 0
2 | 13 | 1 | 30 | 100 | 100 | 0 | 0 | 0 | 0 | 1.5 | 13.34% | 0
2 | 13 | 2 | 30 | 100 | 100 | 0 | 0 | 0 | 0 | 1.5 | 13.34% | 0
2 | 13 | 3 | 30 | 100 | 100 | 0 | 0 | 0 | 0 | 1.5 | 13.34% | 0
2 | 13 | 4 | 30 | 100 | 100 | 0 | 0 | 0 | 0 | 1.5 | 13.34% | 0
2 | 13 | 5 | 30 | 100 | 100 | 0 | 0 | 0 | 0 | 1.5 | 13.34% | 0
2 | 13 | 6 | 30 | 100 | 100 | 0 | 0 | 0 | 0 | 1.5 | 13.34% | 0
2 | 13 | 7 | 30 | 1.301 | 5.9225 | 0.026106 | -0.00126 | -0.00027013 | -0.00135 | 1.5 | 13.34% | 4.6215
2 | 13 | 8 | 30 | 13.367 | 31.2478 | 0.082593 | -0.02532 | -0.00037219 | -0.00186 | 1.5 | 13.34% | 17.8808
2 | 13 | 9 | 30 | 31.212 | 43.4765 | 0.13508 | -0.05824 | -0.00034017 | -0.0017 | 1.5 | 13.34% | 12.2645
2 | 13 | 10 | 30 | 40.876 | 45.0387 | 0.167 | -0.0739 | -0.00090645 | -0.00453 | 1.5 | 13.34% | 4.1627
2 | 13 | 11 | 30 | 48.343 | 48.4437 | 0.18844 | -0.08982 | -0.00098849 | -0.00494 | 1.5 | 13.34% | 0.10073
2 | 13 | 12 | 30 | 52.006 | 50.5742 | 0.18325 | -0.09171 | -0.00064232 | -0.00321 | 1.5 | 13.34% | 1.4318
2 | 13 | 13 | 30 | 44.412 | 46.3918 | 0.17049 | -0.0782 | -0.00061031 | -0.00305 | 1.5 | 13.34% | 1.9798
2 | 13 | 14 | 30 | 36.245 | 41.9497 | 0.13508 | -0.05568 | -0.00069435 | -0.00347 | 1.5 | 13.34% | 5.7047
2 | 13 | 15 | 30 | 22.882 | 30.7451 | 0.071023 | -0.02046 | -0.0010525 | -0.00526 | 1.5 | 13.34% | 7.8631
2 | 13 | 16 | 30 | 5.51 | 8.0139 | 0.019658 | -0.00078 | -0.00073637 | -0.00368 | 1.5 | 13.34% | 2.5039
2 | 13 | 17 | 30 | 0 | 7.1741 | 0.001674 | 0 | -0.00011206 | -0.00056 | 1.5 | 13.34% | 7.1741
2 | 13 | 18 | 30 | 100 | 100 | 0 | 0 | 0 | 0 | 1.5 | 13.34% | 0
2 | 13 | 19 | 30 | 100 | 100 | 0 | 0 | 0 | 0 | 1.5 | 13.34% | 0
2 | 13 | 20 | 30 | 100 | 100 | 0 | 0 | 0 | 0 | 1.5 | 13.34% | 0
2 | 13 | 21 | 30 | 100 | 100 | 0 | 0 | 0 | 0 | 1.5 | 13.34% | 0
2 | 13 | 22 | 30 | 100 | 100 | 0 | 0 | 0 | 0 | 1.5 | 13.34% | 0
2 | 13 | 23 | 30 | 100 | 100 | 0 | 0 | 0 | 0 | 1.5 | 13.34% | 0
2 | 14 | 0 | 30 | 100 | 100 | 0 | 0 | 0 | 0 | 1.5 | 13.34% | 0
2 | 14 | 1 | 30 | 100 | 100 | 0 | 0 | 0 | 0 | 1.5 | 13.34% | 0
2 | 14 | 2 | 30 | 100 | 100 | 0 | 0 | 0 | 0 | 1.5 | 13.34% | 0
2 | 14 | 3 | 30 | 100 | 100 | 0 | 0 | 0 | 0 | 1.5 | 13.34% | 0
2 | 14 | 4 | 30 | 100 | 100 | 0 | 0 | 0 | 0 | 1.5 | 13.34% | 0
2 | 14 | 5 | 30 | 100 | 100 | 0 | 0 | 0 | 0 | 1.5 | 13.34% | 0
2 | 14 | 6 | 30 | 100 | 100 | 0 | 0 | 0 | 0 | 1.5 | 13.34% | 0
2 | 14 | 7 | 30 | 1.171 | 6.4496 | 0.011798 | -0.00032 | -0.00041421 | -0.00207 | 1.5 | 13.34% | 5.2786
2 | 14 | 8 | 30 | 13.01 | 13.6925 | 0.023201 | -0.00183 | -0.0011846 | -0.00592 | 1.5 | 13.34% | 0.68248
2 | 14 | 9 | 30 | 30.607 | 29.5692 | 0.061825 | -0.01601 | -0.0017529 | -0.00876 | 1.5 | 13.34% | 1.0378
2 | 14 | 10 | 30 | 40.125 | 35.8655 | 0.094164 | -0.03107 | -0.001989 | -0.00994 | 1.5 | 13.34% | 4.2595
2 | 14 | 11 | 30 | 47.62 | 36.1139 | 0.097178 | -0.03184 | -0.0023912 | -0.01195 | 1.5 | 13.34% | 11.5061
2 | 14 | 12 | 30 | 51.192 | 37.9036 | 0.10313 | -0.03582 | -0.0023712 | -0.01185 | 1.5 | 13.34% | 13.2884
2 | 14 | 13 | 30 | 43.754 | 37.2202 | 0.10535 | -0.03643 | -0.002027 | -0.01013 | 1.5 | 13.34% | 6.5338
2 | 14 | 14 | 30 | 35.614 | 40.2171 | 0.12074 | -0.04713 | -0.0010185 | -0.00509 | 1.5 | 13.34% | 4.6031
2 | 14 | 15 | 30 | 22.479 | 32.4166 | 0.080995 | -0.02509 | -0.00088044 | -0.0044 | 1.5 | 13.34% | 9.9376
2 | 14 | 16 | 30 | 5.236 | 8.3532 | 0.028614 | -0.00164 | -0.00069235 | -0.00346 | 1.5 | 13.34% | 3.1172
2 | 14 | 17 | 30 | 0 | 7.2637 | 0.001507 | 0 | -0.00010205 | -0.00051 | 1.5 | 13.34% | 7.2637
2 | 14 | 18 | 30 | 100 | 100 | 0 | 0 | 0 | 0 | 1.5 | 13.34% | 0
2 | 14 | 19 | 30 | 100 | 100 | 0 | 0 | 0 | 0 | 1.5 | 13.34% | 0
2 | 14 | 20 | 30 | 100 | 100 | 0 | 0 | 0 | 0 | 1.5 | 13.34% | 0
2 | 14 | 21 | 30 | 100 | 100 | 0 | 0 | 0 | 0 | 1.5 | 13.34% | 0
2 | 14 | 22 | 30 | 100 | 100 | 0 | 0 | 0 | 0 | 1.5 | 13.34% | 0
2 | 14 | 23 | 30 | 100 | 100 | 0 | 0 | 0 | 0 | 1.5 | 13.34% | 0
2 | 15 | 0 | 30 | 100 | 100 | 0 | 0 | 0 | 0 | 1.5 | 13.34% | 0
2 | 15 | 1 | 30 | 100 | 100 | 0 | 0 | 0 | 0 | 1.5 | 13.34% | 0
2 | 15 | 2 | 30 | 100 | 100 | 0 | 0 | 0 | 0 | 1.5 | 13.34% | 0
2 | 15 | 3 | 30 | 100 | 100 | 0 | 0 | 0 | 0 | 1.5 | 13.34% | 0
2 | 15 | 4 | 30 | 100 | 100 | 0 | 0 | 0 | 0 | 1.5 | 13.34% | 0
2 | 15 | 5 | 30 | 100 | 100 | 0 | 0 | 0 | 0 | 1.5 | 13.34% | 0
2 | 15 | 6 | 30 | 100 | 100 | 0 | 0 | 0 | 0 | 1.5 | 13.34% | 0
2 | 15 | 7 | 30 | 1.017 | 5.6072 | 0.019823 | -0.00071 | -0.00038019 | -0.0019 | 1.5 | 13.34% | 4.5902
2 | 15 | 8 | 30 | 12.66 | 28.5168 | 0.073153 | -0.02011 | -0.00058429 | -0.00292 | 1.5 | 13.34% | 15.8568
2 | 15 | 9 | 30 | 30.095 | 41.255 | 0.12624 | -0.05132 | -0.00053827 | -0.00269 | 1.5 | 13.34% | 11.16
2 | 15 | 10 | 30 | 39.538 | 44.8515 | 0.16634 | -0.07389 | -0.00049425 | -0.00247 | 1.5 | 13.34% | 5.3135
2 | 15 | 11 | 30 | 46.888 | 49.2184 | 0.18915 | -0.09238 | -0.00048024 | -0.0024 | 1.5 | 13.34% | 2.3304
2 | 15 | 12 | 30 | 50.508 | 49.3633 | 0.19314 | -0.09462 | -0.00048224 | -0.00241 | 1.5 | 13.34% | 1.1447
2 | 15 | 13 | 30 | 43.051 | 46.0744 | 0.17851 | -0.08154 | -0.00048424 | -0.00242 | 1.5 | 13.34% | 3.0234
2 | 15 | 14 | 30 | 34.985 | 42.0906 | 0.14528 | -0.06041 | -0.00052026 | -0.0026 | 1.5 | 13.34% | 7.1056
2 | 15 | 15 | 30 | 21.993 | 32.975 | 0.097107 | -0.03126 | -0.00057229 | -0.00286 | 1.5 | 13.34% | 10.982
2 | 15 | 16 | 30 | 4.959 | 7.9114 | 0.041289 | -0.00269 | -0.00053427 | -0.00267 | 1.5 | 13.34% | 2.9524
2 | 15 | 17 | 30 | 0 | 7.2216 | 0.001842 | 0 | -0.00012406 | -0.00062 | 1.5 | 13.34% | 7.2216
2 | 15 | 18 | 30 | 100 | 100 | 0 | 0 | 0 | 0 | 1.5 | 13.34% | 0
2 | 15 | 19 | 30 | 100 | 100 | 0 | 0 | 0 | 0 | 1.5 | 13.34% | 0
2 | 15 | 20 | 30 | 100 | 100 | 0 | 0 | 0 | 0 | 1.5 | 13.34% | 0
2 | 15 | 21 | 30 | 100 | 100 | 0 | 0 | 0 | 0 | 1.5 | 13.34% | 0
2 | 15 | 22 | 30 | 100 | 100 | 0 | 0 | 0 | 0 | 1.5 | 13.34% | 0
2 | 15 | 23 | 30 | 100 | 100 | 0 | 0 | 0 | 0 | 1.5 | 13.34% | 0
2 | 16 | 0 | 30 | 100 | 100 | 0 | 0 | 0 | 0 | 1.5 | 13.34% | 0
2 | 16 | 1 | 30 | 100 | 100 | 0 | 0 | 0 | 0 | 1.5 | 13.34% | 0
2 | 16 | 2 | 30 | 100 | 100 | 0 | 0 | 0 | 0 | 1.5 | 13.34% | 0
2 | 16 | 3 | 30 | 100 | 100 | 0 | 0 | 0 | 0 | 1.5 | 13.34% | 0
2 | 16 | 4 | 30 | 100 | 100 | 0 | 0 | 0 | 0 | 1.5 | 13.34% | 0
2 | 16 | 5 | 30 | 100 | 100 | 0 | 0 | 0 | 0 | 1.5 | 13.34% | 0
2 | 16 | 6 | 30 | 100 | 100 | 0 | 0 | 0 | 0 | 1.5 | 13.34% | 0
2 | 16 | 7 | 30 | 0.894 | 6.527 | 0.009581 | -0.00015 | -0.00044622 | -0.00223 | 1.5 | 13.34% | 5.633
2 | 16 | 8 | 30 | 12.328 | 14.7804 | 0.026299 | -0.00247 | -0.0012346 | -0.00617 | 1.5 | 13.34% | 2.4524
2 | 16 | 9 | 30 | 29.556 | 11.5221 | 0.03161 | -0.00154 | -0.0018849 | -0.00942 | 1.5 | 13.34% | 18.0339
2 | 16 | 10 | 30 | 38.867 | 28.7821 | 0.074683 | -0.01847 | -0.0023492 | -0.01174 | 1.5 | 13.34% | 10.0849
2 | 16 | 11 | 30 | 46.171 | 46.6019 | 0.16081 | -0.07333 | -0.0010985 | -0.00549 | 1.5 | 13.34% | 0.43089
2 | 16 | 12 | 30 | 49.721 | 40.5928 | 0.12267 | -0.04692 | -0.002045 | -0.01022 | 1.5 | 13.34% | 9.1282
2 | 16 | 13 | 30 | 42.304 | 37.9505 | 0.11343 | -0.0404 | -0.001919 | -0.00959 | 1.5 | 13.34% | 4.3535
2 | 16 | 14 | 30 | 34.395 | 38.1212 | 0.11179 | -0.04088 | -0.0012566 | -0.00628 | 1.5 | 13.34% | 3.7262
2 | 16 | 15 | 30 | 21.543 | 21.9718 | 0.045424 | -0.00815 | -0.0015007 | -0.0075 | 1.5 | 13.34% | 0.42885
2 | 16 | 16 | 30 | 4.697 | 7.7409 | 0.028768 | -0.00144 | -0.00073036 | -0.00365 | 1.5 | 13.34% | 3.0439
2 | 16 | 17 | 30 | 0 | 7.2096 | 0.001339 | 0 | -9.0045e-05 | -0.00045 | 1.5 | 13.34% | 7.2096
2 | 16 | 18 | 30 | 100 | 100 | 0 | 0 | 0 | 0 | 1.5 | 13.34% | 0
2 | 16 | 19 | 30 | 100 | 100 | 0 | 0 | 0 | 0 | 1.5 | 13.34% | 0
2 | 16 | 20 | 30 | 100 | 100 | 0 | 0 | 0 | 0 | 1.5 | 13.34% | 0
2 | 16 | 21 | 30 | 100 | 100 | 0 | 0 | 0 | 0 | 1.5 | 13.34% | 0
2 | 16 | 22 | 30 | 100 | 100 | 0 | 0 | 0 | 0 | 1.5 | 13.34% | 0
2 | 16 | 23 | 30 | 100 | 100 | 0 | 0 | 0 | 0 | 1.5 | 13.34% | 0
2 | 17 | 0 | 30 | 100 | 100 | 0 | 0 | 0 | 0 | 1.5 | 13.34% | 0
2 | 17 | 1 | 30 | 100 | 100 | 0 | 0 | 0 | 0 | 1.5 | 13.34% | 0
2 | 17 | 2 | 30 | 100 | 100 | 0 | 0 | 0 | 0 | 1.5 | 13.34% | 0
2 | 17 | 3 | 30 | 100 | 100 | 0 | 0 | 0 | 0 | 1.5 | 13.34% | 0
2 | 17 | 4 | 30 | 100 | 100 | 0 | 0 | 0 | 0 | 1.5 | 13.34% | 0
2 | 17 | 5 | 30 | 100 | 100 | 0 | 0 | 0 | 0 | 1.5 | 13.34% | 0
2 | 17 | 6 | 30 | 100 | 100 | 0 | 0 | 0 | 0 | 1.5 | 13.34% | 0
2 | 17 | 7 | 30 | 0.762 | 6.7643 | 0.008174 | -4.66e-05 | -0.00047424 | -0.00237 | 1.5 | 13.34% | 6.0023
2 | 17 | 8 | 30 | 11.977 | 22.7572 | 0.049245 | -0.0099 | -0.0010645 | -0.00532 | 1.5 | 13.34% | 10.7802
2 | 17 | 9 | 30 | 28.961 | 10.0154 | 0.025342 | -0.00081 | -0.0015708 | -0.00785 | 1.5 | 13.34% | 18.9456
2 | 17 | 10 | 30 | 38.254 | 10.4926 | 0.033912 | -0.00125 | -0.002089 | -0.01044 | 1.5 | 13.34% | 27.7614
2 | 17 | 11 | 30 | 45.406 | 8.8712 | 0.025705 | -0.00047 | -0.0016628 | -0.00831 | 1.5 | 13.34% | 36.5348
2 | 17 | 12 | 30 | 48.929 | 37.7189 | 0.11287 | -0.03944 | -0.0022751 | -0.01137 | 1.5 | 13.34% | 11.2101
2 | 17 | 13 | 30 | 41.64 | 28.0656 | 0.079988 | -0.01921 | -0.0025293 | -0.01264 | 1.5 | 13.34% | 13.5744
2 | 17 | 14 | 30 | 33.746 | 28.0102 | 0.07266 | -0.01776 | -0.002025 | -0.01012 | 1.5 | 13.34% | 5.7358
2 | 17 | 15 | 30 | 20.989 | 29.0435 | 0.079604 | -0.02187 | -0.00096848 | -0.00484 | 1.5 | 13.34% | 8.0545
2 | 17 | 16 | 30 | 4.419 | 7.0713 | 0.028029 | -0.00117 | -0.00075838 | -0.00379 | 1.5 | 13.34% | 2.6523
2 | 17 | 17 | 30 | 0 | 7.2216 | 0.001842 | 0 | -0.00012406 | -0.00062 | 1.5 | 13.34% | 7.2216
2 | 17 | 18 | 30 | 100 | 100 | 0 | 0 | 0 | 0 | 1.5 | 13.34% | 0
2 | 17 | 19 | 30 | 100 | 100 | 0 | 0 | 0 | 0 | 1.5 | 13.34% | 0
2 | 17 | 20 | 30 | 100 | 100 | 0 | 0 | 0 | 0 | 1.5 | 13.34% | 0
2 | 17 | 21 | 30 | 100 | 100 | 0 | 0 | 0 | 0 | 1.5 | 13.34% | 0
2 | 17 | 22 | 30 | 100 | 100 | 0 | 0 | 0 | 0 | 1.5 | 13.34% | 0
2 | 17 | 23 | 30 | 100 | 100 | 0 | 0 | 0 | 0 | 1.5 | 13.34% | 0
2 | 18 | 0 | 30 | 100 | 100 | 0 | 0 | 0 | 0 | 1.5 | 13.34% | 0
2 | 18 | 1 | 30 | 100 | 100 | 0 | 0 | 0 | 0 | 1.5 | 13.34% | 0
2 | 18 | 2 | 30 | 100 | 100 | 0 | 0 | 0 | 0 | 1.5 | 13.34% | 0
2 | 18 | 3 | 30 | 100 | 100 | 0 | 0 | 0 | 0 | 1.5 | 13.34% | 0
2 | 18 | 4 | 30 | 100 | 100 | 0 | 0 | 0 | 0 | 1.5 | 13.34% | 0
2 | 18 | 5 | 30 | 100 | 100 | 0 | 0 | 0 | 0 | 1.5 | 13.34% | 0
2 | 18 | 6 | 30 | 100 | 7.2201 | 0.000167 | 0 | -1.1246e-05 | -5.62e-05 | 1.5 | 13.34% | 92.7799
2 | 18 | 7 | 30 | 0.657 | 4.7096 | 0.026683 | -0.00089 | -0.00035017 | -0.00175 | 1.5 | 13.34% | 4.0526
2 | 18 | 8 | 30 | 11.583 | 27.9634 | 0.082817 | -0.02259 | -0.00044422 | -0.00222 | 1.5 | 13.34% | 16.3804
2 | 18 | 9 | 30 | 28.453 | 36.9182 | 0.10719 | -0.0382 | -0.0010025 | -0.00501 | 1.5 | 13.34% | 8.4652
2 | 18 | 10 | 30 | 37.613 | 36.385 | 0.11345 | -0.03894 | -0.0017149 | -0.00857 | 1.5 | 13.34% | 1.228
2 | 18 | 11 | 30 | 44.752 | 46.0558 | 0.17397 | -0.07889 | -0.00084442 | -0.00422 | 1.5 | 13.34% | 1.3038
2 | 18 | 12 | 30 | 48.195 | 36.3678 | 0.10765 | -0.03587 | -0.0024052 | -0.01202 | 1.5 | 13.34% | 11.8272
2 | 18 | 13 | 30 | 40.978 | 34.1716 | 0.10428 | -0.03274 | -0.0021571 | -0.01078 | 1.5 | 13.34% | 6.8064
2 | 18 | 14 | 30 | 33.169 | 37.6425 | 0.12316 | -0.04492 | -0.0010465 | -0.00523 | 1.5 | 13.34% | 4.4735
2 | 18 | 15 | 30 | 20.498 | 27.4472 | 0.070906 | -0.01798 | -0.0011626 | -0.00581 | 1.5 | 13.34% | 6.9492
2 | 18 | 16 | 30 | 4.157 | 7.084 | 0.022031 | -0.00068 | -0.00082241 | -0.00411 | 1.5 | 13.34% | 2.927
2 | 18 | 17 | 30 | 0 | 7.1741 | 0.002511 | 0 | -0.00016808 | -0.00084 | 1.5 | 13.34% | 7.1741
2 | 18 | 18 | 30 | 100 | 100 | 0 | 0 | 0 | 0 | 1.5 | 13.34% | 0
2 | 18 | 19 | 30 | 100 | 100 | 0 | 0 | 0 | 0 | 1.5 | 13.34% | 0
2 | 18 | 20 | 30 | 100 | 100 | 0 | 0 | 0 | 0 | 1.5 | 13.34% | 0
2 | 18 | 21 | 30 | 100 | 100 | 0 | 0 | 0 | 0 | 1.5 | 13.34% | 0
2 | 18 | 22 | 30 | 100 | 100 | 0 | 0 | 0 | 0 | 1.5 | 13.34% | 0
2 | 18 | 23 | 30 | 100 | 100 | 0 | 0 | 0 | 0 | 1.5 | 13.34% | 0
2 | 19 | 0 | 30 | 100 | 100 | 0 | 0 | 0 | 0 | 1.5 | 13.34% | 0
2 | 19 | 1 | 30 | 100 | 100 | 0 | 0 | 0 | 0 | 1.5 | 13.34% | 0
2 | 19 | 2 | 30 | 100 | 100 | 0 | 0 | 0 | 0 | 1.5 | 13.34% | 0
2 | 19 | 3 | 30 | 100 | 100 | 0 | 0 | 0 | 0 | 1.5 | 13.34% | 0
2 | 19 | 4 | 30 | 100 | 100 | 0 | 0 | 0 | 0 | 1.5 | 13.34% | 0
2 | 19 | 5 | 30 | 100 | 100 | 0 | 0 | 0 | 0 | 1.5 | 13.34% | 0
2 | 19 | 6 | 30 | 100 | 100 | 0 | 0 | 0 | 0 | 1.5 | 13.34% | 0
2 | 19 | 7 | 30 | 0.551 | 5.8142 | 0.011585 | -0.00014 | -0.00050425 | -0.00252 | 1.5 | 13.34% | 5.2632
2 | 19 | 8 | 30 | 11.232 | 19.8 | 0.044428 | -0.00738 | -0.0011826 | -0.00591 | 1.5 | 13.34% | 8.568
2 | 19 | 9 | 30 | 27.901 | 31.0576 | 0.081352 | -0.02321 | -0.0015688 | -0.00784 | 1.5 | 13.34% | 3.1566
2 | 19 | 10 | 30 | 37.014 | 38.2802 | 0.13724 | -0.05087 | -0.0012046 | -0.00602 | 1.5 | 13.34% | 1.2662
2 | 19 | 11 | 30 | 44.036 | 42.8712 | 0.15995 | -0.06688 | -0.0011846 | -0.00592 | 1.5 | 13.34% | 1.1648
2 | 19 | 12 | 30 | 47.338 | 11.2746 | 0.048011 | -0.00216 | -0.0029235 | -0.01461 | 1.5 | 13.34% | 36.0634
2 | 19 | 13 | 30 | 40.308 | 9.2488 | 0.028787 | -0.00066 | -0.0018329 | -0.00916 | 1.5 | 13.34% | 31.0592
2 | 19 | 14 | 30 | 32.497 | 8.9307 | 0.023285 | -0.00046 | -0.0014867 | -0.00743 | 1.5 | 13.34% | 23.5663
2 | 19 | 15 | 30 | 20.044 | 25.4832 | 0.067885 | -0.01574 | -0.0012426 | -0.00621 | 1.5 | 13.34% | 5.4392
2 | 19 | 16 | 30 | 3.88 | 6.4278 | 0.039628 | -0.00187 | -0.00063632 | -0.00318 | 1.5 | 13.34% | 2.5478
2 | 19 | 17 | 30 | 0 | 7.1505 | 0.002009 | 0 | -0.00013407 | -0.00067 | 1.5 | 13.34% | 7.1505
2 | 19 | 18 | 30 | 100 | 100 | 0 | 0 | 0 | 0 | 1.5 | 13.34% | 0
2 | 19 | 19 | 30 | 100 | 100 | 0 | 0 | 0 | 0 | 1.5 | 13.34% | 0
2 | 19 | 20 | 30 | 100 | 100 | 0 | 0 | 0 | 0 | 1.5 | 13.34% | 0
2 | 19 | 21 | 30 | 100 | 100 | 0 | 0 | 0 | 0 | 1.5 | 13.34% | 0
2 | 19 | 22 | 30 | 100 | 100 | 0 | 0 | 0 | 0 | 1.5 | 13.34% | 0
2 | 19 | 23 | 30 | 100 | 100 | 0 | 0 | 0 | 0 | 1.5 | 13.34% | 0
2 | 20 | 0 | 30 | 100 | 100 | 0 | 0 | 0 | 0 | 1.5 | 13.34% | 0
2 | 20 | 1 | 30 | 100 | 100 | 0 | 0 | 0 | 0 | 1.5 | 13.34% | 0
2 | 20 | 2 | 30 | 100 | 100 | 0 | 0 | 0 | 0 | 1.5 | 13.34% | 0
2 | 20 | 3 | 30 | 100 | 100 | 0 | 0 | 0 | 0 | 1.5 | 13.34% | 0
2 | 20 | 4 | 30 | 100 | 100 | 0 | 0 | 0 | 0 | 1.5 | 13.34% | 0
2 | 20 | 5 | 30 | 100 | 100 | 0 | 0 | 0 | 0 | 1.5 | 13.34% | 0
2 | 20 | 6 | 30 | 100 | 7.2201 | 0.000167 | 0 | -1.1246e-05 | -5.62e-05 | 1.5 | 13.34% | 92.7799
2 | 20 | 7 | 30 | 0.45 | 3.9007 | 0.031035 | -0.00088 | -0.00031816 | -0.00159 | 1.5 | 13.34% | 3.4507
2 | 20 | 8 | 30 | 10.922 | 25.6341 | 0.080376 | -0.01994 | -0.00052826 | -0.00264 | 1.5 | 13.34% | 14.7121
2 | 20 | 9 | 30 | 27.35 | 38.7861 | 0.13845 | -0.05318 | -0.00037419 | -0.00187 | 1.5 | 13.34% | 11.4361
2 | 20 | 10 | 30 | 36.342 | 39.9361 | 0.17071 | -0.06687 | -0.00093247 | -0.00466 | 1.5 | 13.34% | 3.5941
2 | 20 | 11 | 30 | 43.358 | 44.0897 | 0.19207 | -0.08323 | -0.0010085 | -0.00504 | 1.5 | 13.34% | 0.73173
2 | 20 | 12 | 30 | 46.512 | 46.562 | 0.19627 | -0.09066 | -0.00049625 | -0.00248 | 1.5 | 13.34% | 0.050038
2 | 20 | 13 | 30 | 39.584 | 41.6583 | 0.17248 | -0.07088 | -0.00068634 | -0.00343 | 1.5 | 13.34% | 2.0743
2 | 20 | 14 | 30 | 31.89 | 37.555 | 0.14105 | -0.05203 | -0.00068434 | -0.00342 | 1.5 | 13.34% | 5.665
2 | 20 | 15 | 30 | 19.494 | 19.3917 | 0.045325 | -0.00689 | -0.0015908 | -0.00795 | 1.5 | 13.34% | 0.10232
2 | 20 | 16 | 30 | 3.619 | 6.6155 | 0.028392 | -0.00101 | -0.00081441 | -0.00407 | 1.5 | 13.34% | 2.9965
2 | 20 | 17 | 30 | 0 | 7.2382 | 0.002846 | 0 | -0.0001921 | -0.00096 | 1.5 | 13.34% | 7.2382
2 | 20 | 18 | 30 | 100 | 100 | 0 | 0 | 0 | 0 | 1.5 | 13.34% | 0
2 | 20 | 19 | 30 | 100 | 100 | 0 | 0 | 0 | 0 | 1.5 | 13.34% | 0
2 | 20 | 20 | 30 | 100 | 100 | 0 | 0 | 0 | 0 | 1.5 | 13.34% | 0
2 | 20 | 21 | 30 | 100 | 100 | 0 | 0 | 0 | 0 | 1.5 | 13.34% | 0
2 | 20 | 22 | 30 | 100 | 100 | 0 | 0 | 0 | 0 | 1.5 | 13.34% | 0
2 | 20 | 23 | 30 | 100 | 100 | 0 | 0 | 0 | 0 | 1.5 | 13.34% | 0
2 | 21 | 0 | 30 | 100 | 100 | 0 | 0 | 0 | 0 | 1.5 | 13.34% | 0
2 | 21 | 1 | 30 | 100 | 100 | 0 | 0 | 0 | 0 | 1.5 | 13.34% | 0
2 | 21 | 2 | 30 | 100 | 100 | 0 | 0 | 0 | 0 | 1.5 | 13.34% | 0
2 | 21 | 3 | 30 | 100 | 100 | 0 | 0 | 0 | 0 | 1.5 | 13.34% | 0
2 | 21 | 4 | 30 | 100 | 100 | 0 | 0 | 0 | 0 | 1.5 | 13.34% | 0
2 | 21 | 5 | 30 | 100 | 100 | 0 | 0 | 0 | 0 | 1.5 | 13.34% | 0
2 | 21 | 6 | 30 | 100 | 7.2201 | 0.000167 | 0 | -1.1246e-05 | -5.62e-05 | 1.5 | 13.34% | 92.7799
2 | 21 | 7 | 30 | 0.351 | 4.3571 | 0.020559 | -0.00038 | -0.00049425 | -0.00247 | 1.5 | 13.34% | 4.0061
2 | 21 | 8 | 30 | 10.592 | 7.7511 | 0.01051 | -7.51e-05 | -0.00068634 | -0.00343 | 1.5 | 13.34% | 2.8409
2 | 21 | 9 | 30 | 26.797 | 8.1017 | 0.016436 | -0.00017 | -0.0010745 | -0.00537 | 1.5 | 13.34% | 18.6953
2 | 21 | 10 | 30 | 35.7 | 8.7505 | 0.025072 | -0.00044 | -0.0016128 | -0.00806 | 1.5 | 13.34% | 26.9495
2 | 21 | 11 | 30 | 42.59 | 9.7858 | 0.033888 | -0.00097 | -0.0021371 | -0.01068 | 1.5 | 13.34% | 32.8042
2 | 21 | 12 | 30 | 45.765 | 9.8438 | 0.034576 | -0.00101 | -0.0021791 | -0.01089 | 1.5 | 13.34% | 35.9212
2 | 21 | 13 | 30 | 38.868 | 9.5092 | 0.032177 | -0.00084 | -0.002027 | -0.01013 | 1.5 | 13.34% | 29.3588
2 | 21 | 14 | 30 | 31.198 | 9.3019 | 0.026856 | -0.00065 | -0.0016908 | -0.00845 | 1.5 | 13.34% | 21.8961
2 | 21 | 15 | 30 | 19.02 | 8.7042 | 0.01894 | -0.00035 | -0.0011946 | -0.00597 | 1.5 | 13.34% | 10.3158
2 | 21 | 16 | 30 | 3.366 | 7.1019 | 0.009467 | -2.94e-05 | -0.0006003 | -0.003 | 1.5 | 13.34% | 3.7359
2 | 21 | 17 | 30 | 0 | 7.1741 | 0.000837 | 0 | -5.6028e-05 | -0.00028 | 1.5 | 13.34% | 7.1741
2 | 21 | 18 | 30 | 100 | 100 | 0 | 0 | 0 | 0 | 1.5 | 13.34% | 0
2 | 21 | 19 | 30 | 100 | 100 | 0 | 0 | 0 | 0 | 1.5 | 13.34% | 0
2 | 21 | 20 | 30 | 100 | 100 | 0 | 0 | 0 | 0 | 1.5 | 13.34% | 0
2 | 21 | 21 | 30 | 100 | 100 | 0 | 0 | 0 | 0 | 1.5 | 13.34% | 0
2 | 21 | 22 | 30 | 100 | 100 | 0 | 0 | 0 | 0 | 1.5 | 13.34% | 0
2 | 21 | 23 | 30 | 100 | 100 | 0 | 0 | 0 | 0 | 1.5 | 13.34% | 0
2 | 22 | 0 | 30 | 100 | 100 | 0 | 0 | 0 | 0 | 1.5 | 13.34% | 0
2 | 22 | 1 | 30 | 100 | 100 | 0 | 0 | 0 | 0 | 1.5 | 13.34% | 0
2 | 22 | 2 | 30 | 100 | 100 | 0 | 0 | 0 | 0 | 1.5 | 13.34% | 0
2 | 22 | 3 | 30 | 100 | 100 | 0 | 0 | 0 | 0 | 1.5 | 13.34% | 0
2 | 22 | 4 | 30 | 100 | 100 | 0 | 0 | 0 | 0 | 1.5 | 13.34% | 0
2 | 22 | 5 | 30 | 100 | 100 | 0 | 0 | 0 | 0 | 1.5 | 13.34% | 0
2 | 22 | 6 | 30 | 100 | 100 | 0 | 0 | 0 | 0 | 1.5 | 13.34% | 0
2 | 22 | 7 | 30 | 0.277 | 7.1097 | 0.003891 | -2.3e-06 | -0.00025613 | -0.00128 | 1.5 | 13.34% | 6.8327
2 | 22 | 8 | 30 | 10.271 | 8.1085 | 0.012975 | -0.00015 | -0.00083442 | -0.00417 | 1.5 | 13.34% | 2.1625
2 | 22 | 9 | 30 | 26.244 | 8.3178 | 0.018009 | -0.00023 | -0.0011706 | -0.00585 | 1.5 | 13.34% | 17.9262
2 | 22 | 10 | 30 | 35.034 | 8.5082 | 0.023636 | -0.00035 | -0.0015308 | -0.00765 | 1.5 | 13.34% | 26.5258
2 | 22 | 11 | 30 | 41.882 | 8.6872 | 0.026695 | -0.00044 | -0.0017289 | -0.00864 | 1.5 | 13.34% | 33.1948
2 | 22 | 12 | 30 | 44.919 | 9.5393 | 0.032922 | -0.00085 | -0.002091 | -0.01045 | 1.5 | 13.34% | 35.3797
2 | 22 | 13 | 30 | 38.133 | 9.2091 | 0.030344 | -0.00069 | -0.001927 | -0.00963 | 1.5 | 13.34% | 28.9239
2 | 22 | 14 | 30 | 30.568 | 8.9442 | 0.024845 | -0.0005 | -0.0015808 | -0.0079 | 1.5 | 13.34% | 21.6238
2 | 22 | 15 | 30 | 18.458 | 8.3678 | 0.016758 | -0.00024 | -0.0010725 | -0.00536 | 1.5 | 13.34% | 10.0902
2 | 22 | 16 | 30 | 3.093 | 7.1306 | 0.007659 | -1.45e-05 | -0.00049625 | -0.00248 | 1.5 | 13.34% | 4.0376
2 | 22 | 17 | 30 | 0 | 7.2637 | 0.001507 | 0 | -0.00010205 | -0.00051 | 1.5 | 13.34% | 7.2637
2 | 22 | 18 | 30 | 100 | 100 | 0 | 0 | 0 | 0 | 1.5 | 13.34% | 0
2 | 22 | 19 | 30 | 100 | 100 | 0 | 0 | 0 | 0 | 1.5 | 13.34% | 0
2 | 22 | 20 | 30 | 100 | 100 | 0 | 0 | 0 | 0 | 1.5 | 13.34% | 0
2 | 22 | 21 | 30 | 100 | 100 | 0 | 0 | 0 | 0 | 1.5 | 13.34% | 0
2 | 22 | 22 | 30 | 100 | 100 | 0 | 0 | 0 | 0 | 1.5 | 13.34% | 0
2 | 22 | 23 | 30 | 100 | 100 | 0 | 0 | 0 | 0 | 1.5 | 13.34% | 0
2 | 23 | 0 | 30 | 100 | 100 | 0 | 0 | 0 | 0 | 1.5 | 13.34% | 0
2 | 23 | 1 | 30 | 100 | 100 | 0 | 0 | 0 | 0 | 1.5 | 13.34% | 0
2 | 23 | 2 | 30 | 100 | 100 | 0 | 0 | 0 | 0 | 1.5 | 13.34% | 0
2 | 23 | 3 | 30 | 100 | 100 | 0 | 0 | 0 | 0 | 1.5 | 13.34% | 0
2 | 23 | 4 | 30 | 100 | 100 | 0 | 0 | 0 | 0 | 1.5 | 13.34% | 0
2 | 23 | 5 | 30 | 100 | 100 | 0 | 0 | 0 | 0 | 1.5 | 13.34% | 0
2 | 23 | 6 | 30 | 100 | 7.2201 | 0.000167 | 0 | -1.1246e-05 | -5.62e-05 | 1.5 | 13.34% | 92.7799
2 | 23 | 7 | 30 | 0.212 | 3.8343 | 0.022587 | -0.00033 | -0.00051626 | -0.00258 | 1.5 | 13.34% | 3.6223
2 | 23 | 8 | 30 | 9.899 | 22.7446 | 0.075897 | -0.01642 | -0.00068634 | -0.00343 | 1.5 | 13.34% | 12.8456
2 | 23 | 9 | 30 | 25.695 | 34.8036 | 0.12977 | -0.04435 | -0.0006043 | -0.00302 | 1.5 | 13.34% | 9.1086
2 | 23 | 10 | 30 | 34.4 | 38.6844 | 0.16991 | -0.06496 | -0.00055428 | -0.00277 | 1.5 | 13.34% | 4.2844
2 | 23 | 11 | 30 | 41.121 | 42.7301 | 0.19245 | -0.08146 | -0.00054227 | -0.00271 | 1.5 | 13.34% | 1.6091
2 | 23 | 12 | 30 | 44.207 | 43.2205 | 0.19646 | -0.08414 | -0.00053827 | -0.00269 | 1.5 | 13.34% | 0.98654
2 | 23 | 13 | 30 | 37.474 | 39.7129 | 0.18096 | -0.07109 | -0.00055428 | -0.00277 | 1.5 | 13.34% | 2.2389
2 | 23 | 14 | 30 | 30.005 | 34.3389 | 0.14172 | -0.0477 | -0.00071836 | -0.00359 | 1.5 | 13.34% | 4.3339
2 | 23 | 15 | 30 | 17.979 | 24.3657 | 0.082048 | -0.0187 | -0.0010385 | -0.00519 | 1.5 | 13.34% | 6.3867
2 | 23 | 16 | 30 | 2.857 | 5.8889 | 0.025968 | -0.00058 | -0.00089645 | -0.00448 | 1.5 | 13.34% | 3.0319
2 | 23 | 17 | 30 | 0 | 7.2067 | 0.002679 | 0 | -0.00018009 | -0.0009 | 1.5 | 13.34% | 7.2067
2 | 23 | 18 | 30 | 100 | 100 | 0 | 0 | 0 | 0 | 1.5 | 13.34% | 0
2 | 23 | 19 | 30 | 100 | 100 | 0 | 0 | 0 | 0 | 1.5 | 13.34% | 0
2 | 23 | 20 | 30 | 100 | 100 | 0 | 0 | 0 | 0 | 1.5 | 13.34% | 0
2 | 23 | 21 | 30 | 100 | 100 | 0 | 0 | 0 | 0 | 1.5 | 13.34% | 0
2 | 23 | 22 | 30 | 100 | 100 | 0 | 0 | 0 | 0 | 1.5 | 13.34% | 0
2 | 23 | 23 | 30 | 100 | 100 | 0 | 0 | 0 | 0 | 1.5 | 13.34% | 0
2 | 24 | 0 | 30 | 100 | 100 | 0 | 0 | 0 | 0 | 1.5 | 13.34% | 0
2 | 24 | 1 | 30 | 100 | 100 | 0 | 0 | 0 | 0 | 1.5 | 13.34% | 0
2 | 24 | 2 | 30 | 100 | 100 | 0 | 0 | 0 | 0 | 1.5 | 13.34% | 0
2 | 24 | 3 | 30 | 100 | 100 | 0 | 0 | 0 | 0 | 1.5 | 13.34% | 0
2 | 24 | 4 | 30 | 100 | 100 | 0 | 0 | 0 | 0 | 1.5 | 13.34% | 0
2 | 24 | 5 | 30 | 100 | 100 | 0 | 0 | 0 | 0 | 1.5 | 13.34% | 0
2 | 24 | 6 | 30 | 100 | 7.2689 | 0.000502 | 0 | -3.4017e-05 | -0.00017 | 1.5 | 13.34% | 92.7311
2 | 24 | 7 | 30 | 0.148 | 2.9549 | 0.033521 | -0.00063 | -0.00035017 | -0.00175 | 1.5 | 13.34% | 2.8069
2 | 24 | 8 | 30 | 9.591 | 22.2559 | 0.072189 | -0.0151 | -0.0007904 | -0.00395 | 1.5 | 13.34% | 12.6649
2 | 24 | 9 | 30 | 25.089 | 31.1896 | 0.099385 | -0.02926 | -0.0013247 | -0.00662 | 1.5 | 13.34% | 6.1006
2 | 24 | 10 | 30 | 33.763 | 30.4544 | 0.10216 | -0.02834 | -0.0021251 | -0.01062 | 1.5 | 13.34% | 3.3086
2 | 24 | 11 | 30 | 40.463 | 41.7142 | 0.17879 | -0.07337 | -0.00085443 | -0.00427 | 1.5 | 13.34% | 1.2512
2 | 24 | 12 | 30 | 43.422 | 42.7677 | 0.19012 | -0.08033 | -0.00068634 | -0.00343 | 1.5 | 13.34% | 0.65434
2 | 24 | 13 | 30 | 36.638 | 37.6132 | 0.15509 | -0.05674 | -0.0011586 | -0.00579 | 1.5 | 13.34% | 0.97523
2 | 24 | 14 | 30 | 29.288 | 29.1549 | 0.09863 | -0.02652 | -0.0017309 | -0.00865 | 1.5 | 13.34% | 0.13308
2 | 24 | 15 | 30 | 17.497 | 25.4578 | 0.092189 | -0.02243 | -0.00082841 | -0.00414 | 1.5 | 13.34% | 7.9608
2 | 24 | 16 | 30 | 2.579 | 5.5178 | 0.032602 | -0.00091 | -0.00084242 | -0.00421 | 1.5 | 13.34% | 2.9388
2 | 24 | 17 | 30 | 0 | 7.1845 | 0.003851 | 0 | -0.00025813 | -0.00129 | 1.5 | 13.34% | 7.1845
2 | 24 | 18 | 30 | 100 | 100 | 0 | 0 | 0 | 0 | 1.5 | 13.34% | 0
2 | 24 | 19 | 30 | 100 | 100 | 0 | 0 | 0 | 0 | 1.5 | 13.34% | 0
2 | 24 | 20 | 30 | 100 | 100 | 0 | 0 | 0 | 0 | 1.5 | 13.34% | 0
2 | 24 | 21 | 30 | 100 | 100 | 0 | 0 | 0 | 0 | 1.5 | 13.34% | 0
2 | 24 | 22 | 30 | 100 | 100 | 0 | 0 | 0 | 0 | 1.5 | 13.34% | 0
2 | 24 | 23 | 30 | 100 | 100 | 0 | 0 | 0 | 0 | 1.5 | 13.34% | 0
2 | 25 | 0 | 30 | 100 | 100 | 0 | 0 | 0 | 0 | 1.5 | 13.34% | 0
2 | 25 | 1 | 30 | 100 | 100 | 0 | 0 | 0 | 0 | 1.5 | 13.34% | 0
2 | 25 | 2 | 30 | 100 | 100 | 0 | 0 | 0 | 0 | 1.5 | 13.34% | 0
2 | 25 | 3 | 30 | 100 | 100 | 0 | 0 | 0 | 0 | 1.5 | 13.34% | 0
2 | 25 | 4 | 30 | 100 | 100 | 0 | 0 | 0 | 0 | 1.5 | 13.34% | 0
2 | 25 | 5 | 30 | 100 | 100 | 0 | 0 | 0 | 0 | 1.5 | 13.34% | 0
2 | 25 | 6 | 30 | 100 | 7.1741 | 0.000837 | 0 | -5.6028e-05 | -0.00028 | 1.5 | 13.34% | 92.8259
2 | 25 | 7 | 30 | 0.095 | 5.3567 | 0.01384 | -8.15e-05 | -0.00062631 | -0.00313 | 1.5 | 13.34% | 5.2617
2 | 25 | 8 | 30 | 9.288 | 19.7082 | 0.065058 | -0.01166 | -0.00097048 | -0.00485 | 1.5 | 13.34% | 10.4202
2 | 25 | 9 | 30 | 24.561 | 28.5462 | 0.09282 | -0.02457 | -0.0014987 | -0.00749 | 1.5 | 13.34% | 3.9852
2 | 25 | 10 | 30 | 33.021 | 25.5669 | 0.083245 | -0.01815 | -0.0024952 | -0.01247 | 1.5 | 13.34% | 7.4541
2 | 25 | 11 | 30 | 39.685 | 31.9995 | 0.11159 | -0.03247 | -0.0024532 | -0.01226 | 1.5 | 13.34% | 7.6855
2 | 25 | 12 | 30 | 42.637 | 41.0493 | 0.19846 | -0.08001 | -0.0010325 | -0.00516 | 1.5 | 13.34% | 1.5877
2 | 25 | 13 | 30 | 36.018 | 37.0775 | 0.18266 | -0.06639 | -0.00097449 | -0.00487 | 1.5 | 13.34% | 1.0595
2 | 25 | 14 | 30 | 28.674 | 30.1743 | 0.10961 | -0.03111 | -0.0015088 | -0.00754 | 1.5 | 13.34% | 1.5003
2 | 25 | 15 | 30 | 16.921 | 25.7127 | 0.10684 | -0.02683 | -0.00051026 | -0.00255 | 1.5 | 13.34% | 8.7917
2 | 25 | 16 | 30 | 2.342 | 4.2338 | 0.051161 | -0.00163 | -0.00051426 | -0.00257 | 1.5 | 13.34% | 1.8918
2 | 25 | 17 | 30 | 0 | 7.2145 | 0.00452 | 0 | -0.00030415 | -0.00152 | 1.5 | 13.34% | 7.2145
2 | 25 | 18 | 30 | 100 | 100 | 0 | 0 | 0 | 0 | 1.5 | 13.34% | 0
2 | 25 | 19 | 30 | 100 | 100 | 0 | 0 | 0 | 0 | 1.5 | 13.34% | 0
2 | 25 | 20 | 30 | 100 | 100 | 0 | 0 | 0 | 0 | 1.5 | 13.34% | 0
2 | 25 | 21 | 30 | 100 | 100 | 0 | 0 | 0 | 0 | 1.5 | 13.34% | 0
2 | 25 | 22 | 30 | 100 | 100 | 0 | 0 | 0 | 0 | 1.5 | 13.34% | 0
2 | 25 | 23 | 30 | 100 | 100 | 0 | 0 | 0 | 0 | 1.5 | 13.34% | 0
2 | 26 | 0 | 30 | 100 | 100 | 0 | 0 | 0 | 0 | 1.5 | 13.34% | 0
2 | 26 | 1 | 30 | 100 | 100 | 0 | 0 | 0 | 0 | 1.5 | 13.34% | 0
2 | 26 | 2 | 30 | 100 | 100 | 0 | 0 | 0 | 0 | 1.5 | 13.34% | 0
2 | 26 | 3 | 30 | 100 | 100 | 0 | 0 | 0 | 0 | 1.5 | 13.34% | 0
2 | 26 | 4 | 30 | 100 | 100 | 0 | 0 | 0 | 0 | 1.5 | 13.34% | 0
2 | 26 | 5 | 30 | 100 | 100 | 0 | 0 | 0 | 0 | 1.5 | 13.34% | 0
2 | 26 | 6 | 30 | 100 | 7.2611 | 0.001005 | 0 | -6.8034e-05 | -0.00034 | 1.5 | 13.34% | 92.7389
2 | 26 | 7 | 30 | 0.054 | 3.9099 | 0.021783 | -0.00023 | -0.0005983 | -0.00299 | 1.5 | 13.34% | 3.8559
2 | 26 | 8 | 30 | 8.938 | 19.9641 | 0.067877 | -0.01243 | -0.00093447 | -0.00467 | 1.5 | 13.34% | 11.0261
2 | 26 | 9 | 30 | 24.003 | 32.6136 | 0.12673 | -0.04036 | -0.00073237 | -0.00366 | 1.5 | 13.34% | 8.6106
2 | 26 | 10 | 30 | 32.417 | 35.2775 | 0.14123 | -0.04809 | -0.0012806 | -0.0064 | 1.5 | 13.34% | 2.8605
2 | 26 | 11 | 30 | 38.998 | 40.9786 | 0.18208 | -0.07346 | -0.00081841 | -0.00409 | 1.5 | 13.34% | 1.9806
2 | 26 | 12 | 30 | 41.806 | 41.1922 | 0.18233 | -0.07384 | -0.00089645 | -0.00448 | 1.5 | 13.34% | 0.61381
2 | 26 | 13 | 30 | 35.346 | 32.0505 | 0.12225 | -0.03655 | -0.001993 | -0.00996 | 1.5 | 13.34% | 3.2955
2 | 26 | 14 | 30 | 28.041 | 21.8168 | 0.068297 | -0.01208 | -0.0023152 | -0.01157 | 1.5 | 13.34% | 6.2242
2 | 26 | 15 | 30 | 16.468 | 23.3531 | 0.082442 | -0.01791 | -0.0010885 | -0.00544 | 1.5 | 13.34% | 6.8851
2 | 26 | 16 | 30 | 2.117 | 4.6132 | 0.041365 | -0.00114 | -0.00073437 | -0.00367 | 1.5 | 13.34% | 2.4962
2 | 26 | 17 | 30 | 0 | 7.1741 | 0.003348 | 0 | -0.00022411 | -0.00112 | 1.5 | 13.34% | 7.1741
2 | 26 | 18 | 30 | 100 | 100 | 0 | 0 | 0 | 0 | 1.5 | 13.34% | 0
2 | 26 | 19 | 30 | 100 | 100 | 0 | 0 | 0 | 0 | 1.5 | 13.34% | 0
2 | 26 | 20 | 30 | 100 | 100 | 0 | 0 | 0 | 0 | 1.5 | 13.34% | 0
2 | 26 | 21 | 30 | 100 | 100 | 0 | 0 | 0 | 0 | 1.5 | 13.34% | 0
2 | 26 | 22 | 30 | 100 | 100 | 0 | 0 | 0 | 0 | 1.5 | 13.34% | 0
2 | 26 | 23 | 30 | 100 | 100 | 0 | 0 | 0 | 0 | 1.5 | 13.34% | 0
2 | 27 | 0 | 30 | 100 | 100 | 0 | 0 | 0 | 0 | 1.5 | 13.34% | 0
2 | 27 | 1 | 30 | 100 | 100 | 0 | 0 | 0 | 0 | 1.5 | 13.34% | 0
2 | 27 | 2 | 30 | 100 | 100 | 0 | 0 | 0 | 0 | 1.5 | 13.34% | 0
2 | 27 | 3 | 30 | 100 | 100 | 0 | 0 | 0 | 0 | 1.5 | 13.34% | 0
2 | 27 | 4 | 30 | 100 | 100 | 0 | 0 | 0 | 0 | 1.5 | 13.34% | 0
2 | 27 | 5 | 30 | 100 | 100 | 0 | 0 | 0 | 0 | 1.5 | 13.34% | 0
2 | 27 | 6 | 30 | 100 | 7.2689 | 0.000502 | 0 | -3.4017e-05 | -0.00017 | 1.5 | 13.34% | 92.7311
2 | 27 | 7 | 30 | 0.025 | 4.5375 | 0.01743 | -9.85e-05 | -0.00066233 | -0.00331 | 1.5 | 13.34% | 4.5125
2 | 27 | 8 | 30 | 8.653 | 9.4909 | 0.025376 | -0.00082 | -0.0014507 | -0.00725 | 1.5 | 13.34% | 0.8379
2 | 27 | 9 | 30 | 23.506 | 9.5921 | 0.030893 | -0.00088 | -0.0019009 | -0.0095 | 1.5 | 13.34% | 13.9139
2 | 27 | 10 | 30 | 31.787 | 25.0015 | 0.087341 | -0.01872 | -0.0024932 | -0.01246 | 1.5 | 13.34% | 6.7855
2 | 27 | 11 | 30 | 38.218 | 36.5843 | 0.1572 | -0.05554 | -0.0014427 | -0.00721 | 1.5 | 13.34% | 1.6337
2 | 27 | 12 | 30 | 41.101 | 35.5526 | 0.14427 | -0.04878 | -0.0018529 | -0.00926 | 1.5 | 13.34% | 5.5484
2 | 27 | 13 | 30 | 34.612 | 34.2987 | 0.15819 | -0.05272 | -0.0011446 | -0.00572 | 1.5 | 13.34% | 0.31328
2 | 27 | 14 | 30 | 27.384 | 25.4067 | 0.08779 | -0.01976 | -0.002029 | -0.01014 | 1.5 | 13.34% | 1.9773
2 | 27 | 15 | 30 | 15.895 | 14.0189 | 0.040955 | -0.00372 | -0.0017729 | -0.00886 | 1.5 | 13.34% | 1.8761
2 | 27 | 16 | 30 | 1.914 | 5.8057 | 0.021251 | -0.00019 | -0.00098649 | -0.00493 | 1.5 | 13.34% | 3.8917
2 | 27 | 17 | 30 | 0 | 7.1845 | 0.003851 | 0 | -0.00025813 | -0.00129 | 1.5 | 13.34% | 7.1845
2 | 27 | 18 | 30 | 100 | 100 | 0 | 0 | 0 | 0 | 1.5 | 13.34% | 0
2 | 27 | 19 | 30 | 100 | 100 | 0 | 0 | 0 | 0 | 1.5 | 13.34% | 0
2 | 27 | 20 | 30 | 100 | 100 | 0 | 0 | 0 | 0 | 1.5 | 13.34% | 0
2 | 27 | 21 | 30 | 100 | 100 | 0 | 0 | 0 | 0 | 1.5 | 13.34% | 0
2 | 27 | 22 | 30 | 100 | 100 | 0 | 0 | 0 | 0 | 1.5 | 13.34% | 0
2 | 27 | 23 | 30 | 100 | 100 | 0 | 0 | 0 | 0 | 1.5 | 13.34% | 0
2 | 28 | 0 | 30 | 100 | 100 | 0 | 0 | 0 | 0 | 1.5 | 13.34% | 0
2 | 28 | 1 | 30 | 100 | 100 | 0 | 0 | 0 | 0 | 1.5 | 13.34% | 0
2 | 28 | 2 | 30 | 100 | 100 | 0 | 0 | 0 | 0 | 1.5 | 13.34% | 0
2 | 28 | 3 | 30 | 100 | 100 | 0 | 0 | 0 | 0 | 1.5 | 13.34% | 0
2 | 28 | 4 | 30 | 100 | 100 | 0 | 0 | 0 | 0 | 1.5 | 13.34% | 0
2 | 28 | 5 | 30 | 100 | 100 | 0 | 0 | 0 | 0 | 1.5 | 13.34% | 0
2 | 28 | 6 | 30 | 100 | 7.2689 | 0.000502 | 0 | -3.4017e-05 | -0.00017 | 1.5 | 13.34% | 92.7311
2 | 28 | 7 | 30 | 0.006 | 6.9472 | 0.006298 | -3.11e-06 | -0.0004062 | -0.00203 | 1.5 | 13.34% | 6.9412
2 | 28 | 8 | 30 | 8.349 | 12.6301 | 0.034901 | -0.00272 | -0.0014987 | -0.00749 | 1.5 | 13.34% | 4.2811
2 | 28 | 9 | 30 | 22.962 | 19.5088 | 0.058869 | -0.00889 | -0.0021711 | -0.01085 | 1.5 | 13.34% | 3.4532
2 | 28 | 10 | 30 | 31.139 | 14.8569 | 0.055218 | -0.00497 | -0.0028154 | -0.01407 | 1.5 | 13.34% | 16.2821
2 | 28 | 11 | 30 | 37.621 | 29.1947 | 0.1075 | -0.02799 | -0.0026273 | -0.01313 | 1.5 | 13.34% | 8.4263
2 | 28 | 12 | 30 | 40.238 | 27.6939 | 0.099791 | -0.024 | -0.0028474 | -0.01423 | 1.5 | 13.34% | 12.5441
2 | 28 | 13 | 30 | 33.917 | 32.2009 | 0.13768 | -0.04212 | -0.0016748 | -0.00837 | 1.5 | 13.34% | 1.7161
2 | 28 | 14 | 30 | 26.752 | 8.7965 | 0.027418 | -0.00052 | -0.0017389 | -0.00869 | 1.5 | 13.34% | 17.9555
2 | 28 | 15 | 30 | 15.455 | 7.6219 | 0.013343 | -7.16e-05 | -0.00087844 | -0.00439 | 1.5 | 13.34% | 7.8331
2 | 28 | 16 | 30 | 1.678 | 7.1359 | 0.006742 | -3.04e-06 | -0.00044622 | -0.00223 | 1.5 | 13.34% | 5.4579
2 | 28 | 17 | 30 | 0 | 7.2096 | 0.001339 | 0 | -9.0045e-05 | -0.00045 | 1.5 | 13.34% | 7.2096
2 | 28 | 18 | 30 | 100 | 100 | 0 | 0 | 0 | 0 | 1.5 | 13.34% | 0
2 | 28 | 19 | 30 | 100 | 100 | 0 | 0 | 0 | 0 | 1.5 | 13.34% | 0
2 | 28 | 20 | 30 | 100 | 100 | 0 | 0 | 0 | 0 | 1.5 | 13.34% | 0
2 | 28 | 21 | 30 | 100 | 100 | 0 | 0 | 0 | 0 | 1.5 | 13.34% | 0
2 | 28 | 22 | 30 | 100 | 100 | 0 | 0 | 0 | 0 | 1.5 | 13.34% | 0
2 | 28 | 23 | 30 | 100 | 100 | 0 | 0 | 0 | 0 | 1.5 | 13.34% | 0
3 | 1 | 0 | 30 | 100 | 100 | 0 | 0 | 0 | 0 | 1.5 | 13.34% | 0
3 | 1 | 1 | 30 | 100 | 100 | 0 | 0 | 0 | 0 | 1.5 | 13.34% | 0
3 | 1 | 2 | 30 | 100 | 100 | 0 | 0 | 0 | 0 | 1.5 | 13.34% | 0
3 | 1 | 3 | 30 | 100 | 100 | 0 | 0 | 0 | 0 | 1.5 | 13.34% | 0
3 | 1 | 4 | 30 | 100 | 100 | 0 | 0 | 0 | 0 | 1.5 | 13.34% | 0
3 | 1 | 5 | 30 | 100 | 100 | 0 | 0 | 0 | 0 | 1.5 | 13.34% | 0
3 | 1 | 6 | 30 | 100 | 7.1741 | 0.000837 | 0 | -5.6028e-05 | -0.00028 | 1.5 | 13.34% | 92.8259
3 | 1 | 7 | 30 | 0 | 6.5274 | 0.01173 | -1.32e-05 | -0.00070635 | -0.00353 | 1.5 | 13.34% | 6.5274
3 | 1 | 8 | 30 | 8.011 | 14.4629 | 0.04607 | -0.00503 | -0.0014267 | -0.00713 | 1.5 | 13.34% | 6.4519
3 | 1 | 9 | 30 | 22.433 | 26.2022 | 0.10029 | -0.02446 | -0.0014407 | -0.0072 | 1.5 | 13.34% | 3.7692
3 | 1 | 10 | 30 | 30.502 | 27.4566 | 0.10705 | -0.02662 | -0.0021751 | -0.01087 | 1.5 | 13.34% | 3.0454
3 | 1 | 11 | 30 | 36.848 | 37.1915 | 0.1861 | -0.06814 | -0.00078239 | -0.00391 | 1.5 | 13.34% | 0.3435
3 | 1 | 12 | 30 | 39.37 | 35.175 | 0.15609 | -0.05273 | -0.0016088 | -0.00804 | 1.5 | 13.34% | 4.195
3 | 1 | 13 | 30 | 33.171 | 32.1343 | 0.14417 | -0.0443 | -0.0015348 | -0.00767 | 1.5 | 13.34% | 1.0367
3 | 1 | 14 | 30 | 26.073 | 9.7269 | 0.040445 | -0.00124 | -0.0024552 | -0.01227 | 1.5 | 13.34% | 16.3461
3 | 1 | 15 | 30 | 14.869 | 8.7306 | 0.026221 | -0.00054 | -0.0016088 | -0.00804 | 1.5 | 13.34% | 6.1384
3 | 1 | 16 | 30 | 1.48 | 6.941 | 0.011127 | -1.48e-05 | -0.00070835 | -0.00354 | 1.5 | 13.34% | 5.461
3 | 1 | 17 | 30 | 0 | 7.1505 | 0.002009 | 0 | -0.00013407 | -0.00067 | 1.5 | 13.34% | 7.1505
3 | 1 | 18 | 30 | 100 | 100 | 0 | 0 | 0 | 0 | 1.5 | 13.34% | 0
3 | 1 | 19 | 30 | 100 | 100 | 0 | 0 | 0 | 0 | 1.5 | 13.34% | 0
3 | 1 | 20 | 30 | 100 | 100 | 0 | 0 | 0 | 0 | 1.5 | 13.34% | 0
3 | 1 | 21 | 30 | 100 | 100 | 0 | 0 | 0 | 0 | 1.5 | 13.34% | 0
3 | 1 | 22 | 30 | 100 | 100 | 0 | 0 | 0 | 0 | 1.5 | 13.34% | 0
3 | 1 | 23 | 30 | 100 | 100 | 0 | 0 | 0 | 0 | 1.5 | 13.34% | 0
3 | 2 | 0 | 30 | 100 | 100 | 0 | 0 | 0 | 0 | 1.5 | 13.34% | 0
3 | 2 | 1 | 30 | 100 | 100 | 0 | 0 | 0 | 0 | 1.5 | 13.34% | 0
3 | 2 | 2 | 30 | 100 | 100 | 0 | 0 | 0 | 0 | 1.5 | 13.34% | 0
3 | 2 | 3 | 30 | 100 | 100 | 0 | 0 | 0 | 0 | 1.5 | 13.34% | 0
3 | 2 | 4 | 30 | 100 | 100 | 0 | 0 | 0 | 0 | 1.5 | 13.34% | 0
3 | 2 | 5 | 30 | 100 | 100 | 0 | 0 | 0 | 0 | 1.5 | 13.34% | 0
3 | 2 | 6 | 30 | 100 | 7.0325 | 0.000335 | 0 | -2.2011e-05 | -0.00011 | 1.5 | 13.34% | 92.9675
3 | 2 | 7 | 30 | 0 | 4.2092 | 0.020111 | -0.0001 | -0.00071636 | -0.00358 | 1.5 | 13.34% | 4.2092
3 | 2 | 8 | 30 | 7.738 | 7.9346 | 0.01694 | -0.00018 | -0.0010785 | -0.00539 | 1.5 | 13.34% | 0.19657
3 | 2 | 9 | 30 | 21.793 | 8.9501 | 0.028592 | -0.00061 | -0.0017889 | -0.00894 | 1.5 | 13.34% | 12.8429
3 | 2 | 10 | 30 | 29.838 | 19.0629 | 0.069755 | -0.00995 | -0.0028114 | -0.01405 | 1.5 | 13.34% | 10.7751
3 | 2 | 11 | 30 | 36.168 | 29.0352 | 0.11472 | -0.03003 | -0.0025413 | -0.0127 | 1.5 | 13.34% | 7.1328
3 | 2 | 12 | 30 | 38.576 | 30.9024 | 0.12417 | -0.03521 | -0.0024152 | -0.01207 | 1.5 | 13.34% | 7.6736
3 | 2 | 13 | 30 | 32.407 | 27.359 | 0.10886 | -0.02673 | -0.0023972 | -0.01198 | 1.5 | 13.34% | 5.048
3 | 2 | 14 | 30 | 25.438 | 22.4352 | 0.082738 | -0.01587 | -0.0021991 | -0.01099 | 1.5 | 13.34% | 3.0028
3 | 2 | 15 | 30 | 14.429 | 14.3593 | 0.046479 | -0.00461 | -0.0018049 | -0.00902 | 1.5 | 13.34% | 0.069668
3 | 2 | 16 | 30 | 1.283 | 6.7264 | 0.016199 | -3.89e-05 | -0.00098449 | -0.00492 | 1.5 | 13.34% | 5.4434
3 | 2 | 17 | 30 | 0 | 7.1826 | 0.004688 | 0 | -0.00031416 | -0.00157 | 1.5 | 13.34% | 7.1826
3 | 2 | 18 | 30 | 100 | 100 | 0 | 0 | 0 | 0 | 1.5 | 13.34% | 0
3 | 2 | 19 | 30 | 100 | 100 | 0 | 0 | 0 | 0 | 1.5 | 13.34% | 0
3 | 2 | 20 | 30 | 100 | 100 | 0 | 0 | 0 | 0 | 1.5 | 13.34% | 0
3 | 2 | 21 | 30 | 100 | 100 | 0 | 0 | 0 | 0 | 1.5 | 13.34% | 0
3 | 2 | 22 | 30 | 100 | 100 | 0 | 0 | 0 | 0 | 1.5 | 13.34% | 0
3 | 2 | 23 | 30 | 100 | 100 | 0 | 0 | 0 | 0 | 1.5 | 13.34% | 0
3 | 3 | 0 | 30 | 100 | 100 | 0 | 0 | 0 | 0 | 1.5 | 13.34% | 0
3 | 3 | 1 | 30 | 100 | 100 | 0 | 0 | 0 | 0 | 1.5 | 13.34% | 0
3 | 3 | 2 | 30 | 100 | 100 | 0 | 0 | 0 | 0 | 1.5 | 13.34% | 0
3 | 3 | 3 | 30 | 100 | 100 | 0 | 0 | 0 | 0 | 1.5 | 13.34% | 0
3 | 3 | 4 | 30 | 100 | 100 | 0 | 0 | 0 | 0 | 1.5 | 13.34% | 0
3 | 3 | 5 | 30 | 100 | 100 | 0 | 0 | 0 | 0 | 1.5 | 13.34% | 0
3 | 3 | 6 | 30 | 100 | 7.1336 | 0.001172 | 0 | -7.8039e-05 | -0.00039 | 1.5 | 13.34% | 92.8664
3 | 3 | 7 | 30 | 0 | 2.5789 | 0.029386 | -0.00014 | -0.0006023 | -0.00301 | 1.5 | 13.34% | 2.5789
3 | 3 | 8 | 30 | 7.415 | 17.142 | 0.082984 | -0.0134 | -0.00070435 | -0.00352 | 1.5 | 13.34% | 9.727
3 | 3 | 9 | 30 | 21.326 | 27.6538 | 0.12718 | -0.03411 | -0.00083041 | -0.00415 | 1.5 | 13.34% | 6.3278
3 | 3 | 10 | 30 | 29.212 | 32.7034 | 0.17369 | -0.05599 | -0.00061231 | -0.00306 | 1.5 | 13.34% | 3.4914
3 | 3 | 11 | 30 | 35.445 | 36.822 | 0.19604 | -0.07137 | -0.0005963 | -0.00298 | 1.5 | 13.34% | 1.377
3 | 3 | 12 | 30 | 37.829 | 37.6113 | 0.19904 | -0.07403 | -0.0006043 | -0.00302 | 1.5 | 13.34% | 0.21767
3 | 3 | 13 | 30 | 31.775 | 26.3237 | 0.11016 | -0.02597 | -0.0023972 | -0.01198 | 1.5 | 13.34% | 5.4513
3 | 3 | 14 | 30 | 24.775 | 21.9266 | 0.086871 | -0.01643 | -0.0021471 | -0.01073 | 1.5 | 13.34% | 2.8484
3 | 3 | 15 | 30 | 13.863 | 20.1641 | 0.095385 | -0.01819 | -0.00086843 | -0.00434 | 1.5 | 13.34% | 6.3011
3 | 3 | 16 | 30 | 1.084 | 5.6756 | 0.02161 | -0.00011 | -0.0010565 | -0.00528 | 1.5 | 13.34% | 4.5916
3 | 3 | 17 | 30 | 0 | 7.223 | 0.005525 | 0 | -0.00037219 | -0.00186 | 1.5 | 13.34% | 7.223
3 | 3 | 18 | 30 | 100 | 100 | 0 | 0 | 0 | 0 | 1.5 | 13.34% | 0
3 | 3 | 19 | 30 | 100 | 100 | 0 | 0 | 0 | 0 | 1.5 | 13.34% | 0
3 | 3 | 20 | 30 | 100 | 100 | 0 | 0 | 0 | 0 | 1.5 | 13.34% | 0
3 | 3 | 21 | 30 | 100 | 100 | 0 | 0 | 0 | 0 | 1.5 | 13.34% | 0
3 | 3 | 22 | 30 | 100 | 100 | 0 | 0 | 0 | 0 | 1.5 | 13.34% | 0
3 | 3 | 23 | 30 | 100 | 100 | 0 | 0 | 0 | 0 | 1.5 | 13.34% | 0
3 | 4 | 0 | 30 | 100 | 100 | 0 | 0 | 0 | 0 | 1.5 | 13.34% | 0
3 | 4 | 1 | 30 | 100 | 100 | 0 | 0 | 0 | 0 | 1.5 | 13.34% | 0
3 | 4 | 2 | 30 | 100 | 100 | 0 | 0 | 0 | 0 | 1.5 | 13.34% | 0
3 | 4 | 3 | 30 | 100 | 100 | 0 | 0 | 0 | 0 | 1.5 | 13.34% | 0
3 | 4 | 4 | 30 | 100 | 100 | 0 | 0 | 0 | 0 | 1.5 | 13.34% | 0
3 | 4 | 5 | 30 | 100 | 100 | 0 | 0 | 0 | 0 | 1.5 | 13.34% | 0
3 | 4 | 6 | 30 | 100 | 7.196 | 0.002176 | 0 | -0.00014607 | -0.00073 | 1.5 | 13.34% | 92.804
3 | 4 | 7 | 30 | 0 | 2.1985 | 0.033395 | -0.00018 | -0.00054227 | -0.00271 | 1.5 | 13.34% | 2.1985
3 | 4 | 8 | 30 | 7.124 | 15.8108 | 0.066902 | -0.00928 | -0.0011206 | -0.0056 | 1.5 | 13.34% | 8.6868
3 | 4 | 9 | 30 | 20.782 | 27.9629 | 0.13212 | -0.03601 | -0.00073036 | -0.00365 | 1.5 | 13.34% | 7.1809
3 | 4 | 10 | 30 | 28.561 | 10.4438 | 0.048398 | -0.00187 | -0.0028834 | -0.01441 | 1.5 | 13.34% | 18.1172
3 | 4 | 11 | 30 | 34.69 | 30.2182 | 0.12767 | -0.03557 | -0.0023112 | -0.01155 | 1.5 | 13.34% | 4.4718
3 | 4 | 12 | 30 | 37.032 | 33.2955 | 0.14839 | -0.0469 | -0.0018809 | -0.0094 | 1.5 | 13.34% | 3.7365
3 | 4 | 13 | 30 | 31.034 | 19.6453 | 0.077908 | -0.01175 | -0.0029715 | -0.01485 | 1.5 | 13.34% | 11.3887
3 | 4 | 14 | 30 | 24.135 | 22.948 | 0.093808 | -0.01903 | -0.002031 | -0.01015 | 1.5 | 13.34% | 1.187
3 | 4 | 15 | 30 | 13.39 | 13.6759 | 0.047183 | -0.00436 | -0.0018409 | -0.0092 | 1.5 | 13.34% | 0.28586
3 | 4 | 16 | 30 | 0.903 | 4.0507 | 0.034413 | -0.00038 | -0.00097449 | -0.00487 | 1.5 | 13.34% | 3.1477
3 | 4 | 17 | 30 | 0 | 7.223 | 0.005525 | 0 | -0.00037219 | -0.00186 | 1.5 | 13.34% | 7.223
3 | 4 | 18 | 30 | 100 | 100 | 0 | 0 | 0 | 0 | 1.5 | 13.34% | 0
3 | 4 | 19 | 30 | 100 | 100 | 0 | 0 | 0 | 0 | 1.5 | 13.34% | 0
3 | 4 | 20 | 30 | 100 | 100 | 0 | 0 | 0 | 0 | 1.5 | 13.34% | 0
3 | 4 | 21 | 30 | 100 | 100 | 0 | 0 | 0 | 0 | 1.5 | 13.34% | 0
3 | 4 | 22 | 30 | 100 | 100 | 0 | 0 | 0 | 0 | 1.5 | 13.34% | 0
3 | 4 | 23 | 30 | 100 | 100 | 0 | 0 | 0 | 0 | 1.5 | 13.34% | 0
3 | 5 | 0 | 30 | 100 | 100 | 0 | 0 | 0 | 0 | 1.5 | 13.34% | 0
3 | 5 | 1 | 30 | 100 | 100 | 0 | 0 | 0 | 0 | 1.5 | 13.34% | 0
3 | 5 | 2 | 30 | 100 | 100 | 0 | 0 | 0 | 0 | 1.5 | 13.34% | 0
3 | 5 | 3 | 30 | 100 | 100 | 0 | 0 | 0 | 0 | 1.5 | 13.34% | 0
3 | 5 | 4 | 30 | 100 | 100 | 0 | 0 | 0 | 0 | 1.5 | 13.34% | 0
3 | 5 | 5 | 30 | 100 | 100 | 0 | 0 | 0 | 0 | 1.5 | 13.34% | 0
3 | 5 | 6 | 30 | 0 | 7.0325 | 0.00067 | 0 | -4.4022e-05 | -0.00022 | 1.5 | 13.34% | 7.0325
3 | 5 | 7 | 30 | 0 | 6.8719 | 0.008524 | -1.95e-06 | -0.00054627 | -0.00273 | 1.5 | 13.34% | 6.8719
3 | 5 | 8 | 30 | 6.815 | 7.8128 | 0.018485 | -0.00018 | -0.0011726 | -0.00586 | 1.5 | 13.34% | 0.99781
3 | 5 | 9 | 30 | 20.266 | 8.4159 | 0.026174 | -0.0004 | -0.0016628 | -0.00831 | 1.5 | 13.34% | 11.8501
3 | 5 | 10 | 30 | 27.958 | 9.5458 | 0.042331 | -0.0012 | -0.0025933 | -0.01296 | 1.5 | 13.34% | 18.4122
3 | 5 | 11 | 30 | 33.929 | 8.9665 | 0.03683 | -0.00076 | -0.0023332 | -0.01166 | 1.5 | 13.34% | 24.9625
3 | 5 | 12 | 30 | 36.248 | 19.5542 | 0.080479 | -0.01184 | -0.0032596 | -0.01629 | 1.5 | 13.34% | 16.6938
3 | 5 | 13 | 30 | 30.307 | 8.8064 | 0.034952 | -0.00067 | -0.0022131 | -0.01106 | 1.5 | 13.34% | 21.5006
3 | 5 | 14 | 30 | 23.513 | 8.0806 | 0.024485 | -0.00027 | -0.0015808 | -0.0079 | 1.5 | 13.34% | 15.4324
3 | 5 | 15 | 30 | 12.841 | 7.984 | 0.021751 | -0.00025 | -0.0013767 | -0.00688 | 1.5 | 13.34% | 4.857
3 | 5 | 16 | 30 | 0.744 | 6.8886 | 0.011954 | -8.56e-06 | -0.00076238 | -0.00381 | 1.5 | 13.34% | 6.1446
3 | 5 | 17 | 30 | 0 | 7.1741 | 0.002511 | 0 | -0.00016808 | -0.00084 | 1.5 | 13.34% | 7.1741
3 | 5 | 18 | 30 | 100 | 100 | 0 | 0 | 0 | 0 | 1.5 | 13.34% | 0
3 | 5 | 19 | 30 | 100 | 100 | 0 | 0 | 0 | 0 | 1.5 | 13.34% | 0
3 | 5 | 20 | 30 | 100 | 100 | 0 | 0 | 0 | 0 | 1.5 | 13.34% | 0
3 | 5 | 21 | 30 | 100 | 100 | 0 | 0 | 0 | 0 | 1.5 | 13.34% | 0
3 | 5 | 22 | 30 | 100 | 100 | 0 | 0 | 0 | 0 | 1.5 | 13.34% | 0
3 | 5 | 23 | 30 | 100 | 100 | 0 | 0 | 0 | 0 | 1.5 | 13.34% | 0
3 | 6 | 0 | 30 | 100 | 100 | 0 | 0 | 0 | 0 | 1.5 | 13.34% | 0
3 | 6 | 1 | 30 | 100 | 100 | 0 | 0 | 0 | 0 | 1.5 | 13.34% | 0
3 | 6 | 2 | 30 | 100 | 100 | 0 | 0 | 0 | 0 | 1.5 | 13.34% | 0
3 | 6 | 3 | 30 | 100 | 100 | 0 | 0 | 0 | 0 | 1.5 | 13.34% | 0
3 | 6 | 4 | 30 | 100 | 100 | 0 | 0 | 0 | 0 | 1.5 | 13.34% | 0
3 | 6 | 5 | 30 | 100 | 100 | 0 | 0 | 0 | 0 | 1.5 | 13.34% | 0
3 | 6 | 6 | 30 | 0 | 7.1741 | 0.001674 | 0 | -0.00011206 | -0.00056 | 1.5 | 13.34% | 7.1741
3 | 6 | 7 | 30 | 0 | 6.6705 | 0.011356 | -4.03e-06 | -0.00070635 | -0.00353 | 1.5 | 13.34% | 6.6705
3 | 6 | 8 | 30 | 6.55 | 9.6144 | 0.031754 | -0.00125 | -0.0016448 | -0.00822 | 1.5 | 13.34% | 3.0644
3 | 6 | 9 | 30 | 19.692 | 13.6219 | 0.050501 | -0.00416 | -0.0023932 | -0.01196 | 1.5 | 13.34% | 6.0701
3 | 6 | 10 | 30 | 27.303 | 28.7746 | 0.14623 | -0.04033 | -0.0013567 | -0.00678 | 1.5 | 13.34% | 1.4716
3 | 6 | 11 | 30 | 33.225 | 33.3817 | 0.17229 | -0.05588 | -0.0012246 | -0.00612 | 1.5 | 13.34% | 0.15675
3 | 6 | 12 | 30 | 35.461 | 34.9254 | 0.19786 | -0.06774 | -0.0010105 | -0.00505 | 1.5 | 13.34% | 0.53558
3 | 6 | 13 | 30 | 29.584 | 31.5971 | 0.17773 | -0.05512 | -0.00078839 | -0.00394 | 1.5 | 13.34% | 2.0131
3 | 6 | 14 | 30 | 22.89 | 25.7874 | 0.12956 | -0.0319 | -0.0012006 | -0.006 | 1.5 | 13.34% | 2.8974
3 | 6 | 15 | 30 | 12.275 | 18.6776 | 0.098691 | -0.01745 | -0.00082841 | -0.00414 | 1.5 | 13.34% | 6.4026
3 | 6 | 16 | 30 | 0.595 | 2.6279 | 0.048154 | -0.00052 | -0.00072636 | -0.00363 | 1.5 | 13.34% | 2.0329
3 | 6 | 17 | 30 | 0 | 7.1948 | 0.006529 | 0 | -0.00043822 | -0.00219 | 1.5 | 13.34% | 7.1948
3 | 6 | 18 | 30 | 100 | 100 | 0 | 0 | 0 | 0 | 1.5 | 13.34% | 0
3 | 6 | 19 | 30 | 100 | 100 | 0 | 0 | 0 | 0 | 1.5 | 13.34% | 0
3 | 6 | 20 | 30 | 100 | 100 | 0 | 0 | 0 | 0 | 1.5 | 13.34% | 0
3 | 6 | 21 | 30 | 100 | 100 | 0 | 0 | 0 | 0 | 1.5 | 13.34% | 0
3 | 6 | 22 | 30 | 100 | 100 | 0 | 0 | 0 | 0 | 1.5 | 13.34% | 0
3 | 6 | 23 | 30 | 100 | 100 | 0 | 0 | 0 | 0 | 1.5 | 13.34% | 0
3 | 7 | 0 | 30 | 100 | 100 | 0 | 0 | 0 | 0 | 1.5 | 13.34% | 0
3 | 7 | 1 | 30 | 100 | 100 | 0 | 0 | 0 | 0 | 1.5 | 13.34% | 0
3 | 7 | 2 | 30 | 100 | 100 | 0 | 0 | 0 | 0 | 1.5 | 13.34% | 0
3 | 7 | 3 | 30 | 100 | 100 | 0 | 0 | 0 | 0 | 1.5 | 13.34% | 0
3 | 7 | 4 | 30 | 100 | 100 | 0 | 0 | 0 | 0 | 1.5 | 13.34% | 0
3 | 7 | 5 | 30 | 100 | 100 | 0 | 0 | 0 | 0 | 1.5 | 13.34% | 0
3 | 7 | 6 | 30 | 0 | 7.1741 | 0.002511 | 0 | -0.00016808 | -0.00084 | 1.5 | 13.34% | 7.1741
3 | 7 | 7 | 30 | 0 | 3.9455 | 0.022587 | -3.63e-05 | -0.00082241 | -0.00411 | 1.5 | 13.34% | 3.9455
3 | 7 | 8 | 30 | 6.295 | 14.4446 | 0.083683 | -0.01119 | -0.00078439 | -0.00392 | 1.5 | 13.34% | 8.1496
3 | 7 | 9 | 30 | 19.195 | 25.5684 | 0.14997 | -0.03787 | -0.00037819 | -0.00189 | 1.5 | 13.34% | 6.3734
3 | 7 | 10 | 30 | 26.723 | 29.0227 | 0.17177 | -0.04891 | -0.00073036 | -0.00365 | 1.5 | 13.34% | 2.2997
3 | 7 | 11 | 30 | 32.487 | 33.8783 | 0.19336 | -0.06454 | -0.00072236 | -0.00361 | 1.5 | 13.34% | 1.3913
3 | 7 | 12 | 30 | 34.602 | 33.9778 | 0.2059 | -0.06851 | -0.0010825 | -0.00541 | 1.5 | 13.34% | 0.62416
3 | 7 | 13 | 30 | 28.892 | 29.3347 | 0.19092 | -0.05466 | -0.0010405 | -0.0052 | 1.5 | 13.34% | 0.44267
3 | 7 | 14 | 30 | 22.224 | 25.1895 | 0.15952 | -0.03901 | -0.00093647 | -0.00468 | 1.5 | 13.34% | 2.9655
3 | 7 | 15 | 30 | 11.84 | 17.9027 | 0.1176 | -0.02061 | -0.00037619 | -0.00188 | 1.5 | 13.34% | 6.0627
3 | 7 | 16 | 30 | 0.463 | 1.6517 | 0.060966 | -0.00059 | -0.00041021 | -0.00205 | 1.5 | 13.34% | 1.1887
3 | 7 | 17 | 30 | 0 | 7.1942 | 0.008706 | 0 | -0.00058429 | -0.00292 | 1.5 | 13.34% | 7.1942
3 | 7 | 18 | 30 | 100 | 100 | 0 | 0 | 0 | 0 | 1.5 | 13.34% | 0
3 | 7 | 19 | 30 | 100 | 100 | 0 | 0 | 0 | 0 | 1.5 | 13.34% | 0
3 | 7 | 20 | 30 | 100 | 100 | 0 | 0 | 0 | 0 | 1.5 | 13.34% | 0
3 | 7 | 21 | 30 | 100 | 100 | 0 | 0 | 0 | 0 | 1.5 | 13.34% | 0
3 | 7 | 22 | 30 | 100 | 100 | 0 | 0 | 0 | 0 | 1.5 | 13.34% | 0
3 | 7 | 23 | 30 | 100 | 100 | 0 | 0 | 0 | 0 | 1.5 | 13.34% | 0
3 | 8 | 0 | 30 | 100 | 100 | 0 | 0 | 0 | 0 | 1.5 | 13.34% | 0
3 | 8 | 1 | 30 | 100 | 100 | 0 | 0 | 0 | 0 | 1.5 | 13.34% | 0
3 | 8 | 2 | 30 | 100 | 100 | 0 | 0 | 0 | 0 | 1.5 | 13.34% | 0
3 | 8 | 3 | 30 | 100 | 100 | 0 | 0 | 0 | 0 | 1.5 | 13.34% | 0
3 | 8 | 4 | 30 | 100 | 100 | 0 | 0 | 0 | 0 | 1.5 | 13.34% | 0
3 | 8 | 5 | 30 | 100 | 100 | 0 | 0 | 0 | 0 | 1.5 | 13.34% | 0
3 | 8 | 6 | 30 | 0 | 7.2382 | 0.002846 | 0 | -0.0001921 | -0.00096 | 1.5 | 13.34% | 7.2382
3 | 8 | 7 | 30 | 0 | 1.5601 | 0.039486 | -0.00011 | -0.00049825 | -0.00249 | 1.5 | 13.34% | 1.5601
3 | 8 | 8 | 30 | 5.997 | 14.9764 | 0.096772 | -0.01395 | -0.00047224 | -0.00236 | 1.5 | 13.34% | 8.9794
3 | 8 | 9 | 30 | 18.677 | 25.5016 | 0.14898 | -0.03747 | -0.00041621 | -0.00208 | 1.5 | 13.34% | 6.8246
3 | 8 | 10 | 30 | 26.108 | 28.6026 | 0.18194 | -0.05074 | -0.0010105 | -0.00505 | 1.5 | 13.34% | 2.4946
3 | 8 | 11 | 30 | 31.761 | 31.8794 | 0.16536 | -0.0508 | -0.0014527 | -0.00726 | 1.5 | 13.34% | 0.11844
3 | 8 | 12 | 30 | 33.808 | 29.9693 | 0.14223 | -0.03984 | -0.0021431 | -0.01071 | 1.5 | 13.34% | 3.8387
3 | 8 | 13 | 30 | 28.149 | 29.7885 | 0.18082 | -0.0529 | -0.00074237 | -0.00371 | 1.5 | 13.34% | 1.6395
3 | 8 | 14 | 30 | 21.578 | 24.6037 | 0.13527 | -0.03193 | -0.0010845 | -0.00542 | 1.5 | 13.34% | 3.0257
3 | 8 | 15 | 30 | 11.34 | 17.4333 | 0.10641 | -0.01778 | -0.00065633 | -0.00328 | 1.5 | 13.34% | 6.0933
3 | 8 | 16 | 30 | 0.343 | 3.1857 | 0.039521 | -0.00027 | -0.00095848 | -0.00479 | 1.5 | 13.34% | 2.8427
3 | 8 | 17 | 30 | 0 | 7.199 | 0.007032 | 0 | -0.00047224 | -0.00236 | 1.5 | 13.34% | 7.199
3 | 8 | 18 | 30 | 100 | 100 | 0 | 0 | 0 | 0 | 1.5 | 13.34% | 0
3 | 8 | 19 | 30 | 100 | 100 | 0 | 0 | 0 | 0 | 1.5 | 13.34% | 0
3 | 8 | 20 | 30 | 100 | 100 | 0 | 0 | 0 | 0 | 1.5 | 13.34% | 0
3 | 8 | 21 | 30 | 100 | 100 | 0 | 0 | 0 | 0 | 1.5 | 13.34% | 0
3 | 8 | 22 | 30 | 100 | 100 | 0 | 0 | 0 | 0 | 1.5 | 13.34% | 0
3 | 8 | 23 | 30 | 100 | 100 | 0 | 0 | 0 | 0 | 1.5 | 13.34% | 0
3 | 9 | 0 | 30 | 100 | 100 | 0 | 0 | 0 | 0 | 1.5 | 13.34% | 0
3 | 9 | 1 | 30 | 100 | 100 | 0 | 0 | 0 | 0 | 1.5 | 13.34% | 0
3 | 9 | 2 | 30 | 100 | 100 | 0 | 0 | 0 | 0 | 1.5 | 13.34% | 0
3 | 9 | 3 | 30 | 100 | 100 | 0 | 0 | 0 | 0 | 1.5 | 13.34% | 0
3 | 9 | 4 | 30 | 100 | 100 | 0 | 0 | 0 | 0 | 1.5 | 13.34% | 0
3 | 9 | 5 | 30 | 100 | 100 | 0 | 0 | 0 | 0 | 1.5 | 13.34% | 0
3 | 9 | 6 | 30 | 0 | 7.1741 | 0.003348 | 0 | -0.00022411 | -0.00112 | 1.5 | 13.34% | 7.1741
3 | 9 | 7 | 30 | 0 | 1.2899 | 0.042086 | -8.48e-05 | -0.00045223 | -0.00226 | 1.5 | 13.34% | 1.2899
3 | 9 | 8 | 30 | 5.701 | 13.589 | 0.099262 | -0.013 | -0.00043021 | -0.00215 | 1.5 | 13.34% | 7.888
3 | 9 | 9 | 30 | 18.106 | 24.3246 | 0.15101 | -0.03625 | -0.00038819 | -0.00194 | 1.5 | 13.34% | 6.2186
3 | 9 | 10 | 30 | 25.449 | 27.8612 | 0.18313 | -0.04972 | -0.0010185 | -0.00509 | 1.5 | 13.34% | 2.4122
3 | 9 | 11 | 30 | 31.098 | 31.5398 | 0.20377 | -0.06285 | -0.0010785 | -0.00539 | 1.5 | 13.34% | 0.44183
3 | 9 | 12 | 30 | 33.073 | 32.2198 | 0.2065 | -0.0651 | -0.0010845 | -0.00542 | 1.5 | 13.34% | 0.85316
3 | 9 | 13 | 30 | 27.449 | 27.8192 | 0.19128 | -0.05188 | -0.0010425 | -0.00521 | 1.5 | 13.34% | 0.37019
3 | 9 | 14 | 30 | 20.939 | 24.2203 | 0.1573 | -0.03742 | -0.00054627 | -0.00273 | 1.5 | 13.34% | 3.2813
3 | 9 | 15 | 30 | 10.834 | 16.5565 | 0.11489 | -0.01849 | -0.00045623 | -0.00228 | 1.5 | 13.34% | 5.7225
3 | 9 | 16 | 30 | 0.236 | 1.5779 | 0.058317 | -0.00041 | -0.00050225 | -0.00251 | 1.5 | 13.34% | 1.3419
3 | 9 | 17 | 30 | 0 | 7.1963 | 0.007869 | 0 | -0.00052826 | -0.00264 | 1.5 | 13.34% | 7.1963
3 | 9 | 18 | 30 | 100 | 100 | 0 | 0 | 0 | 0 | 1.5 | 13.34% | 0
3 | 9 | 19 | 30 | 100 | 100 | 0 | 0 | 0 | 0 | 1.5 | 13.34% | 0
3 | 9 | 20 | 30 | 100 | 100 | 0 | 0 | 0 | 0 | 1.5 | 13.34% | 0
3 | 9 | 21 | 30 | 100 | 100 | 0 | 0 | 0 | 0 | 1.5 | 13.34% | 0
3 | 9 | 22 | 30 | 100 | 100 | 0 | 0 | 0 | 0 | 1.5 | 13.34% | 0
3 | 9 | 23 | 30 | 100 | 100 | 0 | 0 | 0 | 0 | 1.5 | 13.34% | 0
3 | 10 | 0 | 30 | 100 | 100 | 0 | 0 | 0 | 0 | 1.5 | 13.34% | 0
3 | 10 | 1 | 30 | 100 | 100 | 0 | 0 | 0 | 0 | 1.5 | 13.34% | 0
3 | 10 | 2 | 30 | 100 | 100 | 0 | 0 | 0 | 0 | 1.5 | 13.34% | 0
3 | 10 | 3 | 30 | 100 | 100 | 0 | 0 | 0 | 0 | 1.5 | 13.34% | 0
3 | 10 | 4 | 30 | 100 | 100 | 0 | 0 | 0 | 0 | 1.5 | 13.34% | 0
3 | 10 | 5 | 30 | 100 | 100 | 0 | 0 | 0 | 0 | 1.5 | 13.34% | 0
3 | 10 | 6 | 30 | 0 | 7.1741 | 0.002511 | 0 | -0.00016808 | -0.00084 | 1.5 | 13.34% | 7.1741
3 | 10 | 7 | 30 | 0 | 3.2403 | 0.027718 | -3.67e-05 | -0.00083442 | -0.00417 | 1.5 | 13.34% | 3.2403
3 | 10 | 8 | 30 | 5.465 | 12.9452 | 0.082127 | -0.00961 | -0.00090445 | -0.00452 | 1.5 | 13.34% | 7.4802
3 | 10 | 9 | 30 | 17.601 | 22.7348 | 0.12314 | -0.02664 | -0.0011046 | -0.00552 | 1.5 | 13.34% | 5.1338
3 | 10 | 10 | 30 | 24.789 | 28.1227 | 0.17095 | -0.04704 | -0.0008084 | -0.00404 | 1.5 | 13.34% | 3.3337
3 | 10 | 11 | 30 | 30.359 | 32.3696 | 0.20042 | -0.06407 | -0.0006083 | -0.00304 | 1.5 | 13.34% | 2.0106
3 | 10 | 12 | 30 | 32.232 | 31.9439 | 0.18328 | -0.0571 | -0.0010965 | -0.00548 | 1.5 | 13.34% | 0.28807
3 | 10 | 13 | 30 | 26.754 | 27.0334 | 0.16091 | -0.04187 | -0.0012826 | -0.00641 | 1.5 | 13.34% | 0.27936
3 | 10 | 14 | 30 | 20.31 | 22.7907 | 0.13198 | -0.0286 | -0.0012046 | -0.00602 | 1.5 | 13.34% | 2.4807
3 | 10 | 15 | 30 | 10.313 | 15.8734 | 0.099054 | -0.01471 | -0.00087444 | -0.00437 | 1.5 | 13.34% | 5.5604
3 | 10 | 16 | 30 | 0.15 | 2.804 | 0.04239 | -0.00023 | -0.00093247 | -0.00466 | 1.5 | 13.34% | 2.654
3 | 10 | 17 | 30 | 0 | 4.8749 | 0.007146 | 0 | -0.00033217 | -0.00166 | 1.5 | 13.34% | 4.8749
3 | 10 | 18 | 30 | 100 | 100 | 0 | 0 | 0 | 0 | 1.5 | 13.34% | 0
3 | 10 | 19 | 30 | 100 | 100 | 0 | 0 | 0 | 0 | 1.5 | 13.34% | 0
3 | 10 | 20 | 30 | 100 | 100 | 0 | 0 | 0 | 0 | 1.5 | 13.34% | 0
3 | 10 | 21 | 30 | 100 | 100 | 0 | 0 | 0 | 0 | 1.5 | 13.34% | 0
3 | 10 | 22 | 30 | 100 | 100 | 0 | 0 | 0 | 0 | 1.5 | 13.34% | 0
3 | 10 | 23 | 30 | 100 | 100 | 0 | 0 | 0 | 0 | 1.5 | 13.34% | 0
3 | 11 | 0 | 30 | 100 | 100 | 0 | 0 | 0 | 0 | 1.5 | 13.34% | 0
3 | 11 | 1 | 30 | 100 | 100 | 0 | 0 | 0 | 0 | 1.5 | 13.34% | 0
3 | 11 | 2 | 30 | 100 | 100 | 0 | 0 | 0 | 0 | 1.5 | 13.34% | 0
3 | 11 | 3 | 30 | 100 | 100 | 0 | 0 | 0 | 0 | 1.5 | 13.34% | 0
3 | 11 | 4 | 30 | 100 | 100 | 0 | 0 | 0 | 0 | 1.5 | 13.34% | 0
3 | 11 | 5 | 30 | 100 | 100 | 0 | 0 | 0 | 0 | 1.5 | 13.34% | 0
3 | 11 | 6 | 30 | 0 | 7.1873 | 0.003014 | 0 | -0.0002021 | -0.00101 | 1.5 | 13.34% | 7.1873
3 | 11 | 7 | 30 | 0 | 1.771 | 0.037929 | -3.43e-05 | -0.00062631 | -0.00313 | 1.5 | 13.34% | 1.771
3 | 11 | 8 | 30 | 5.185 | 12.1576 | 0.10048 | -0.01172 | -0.00044222 | -0.00221 | 1.5 | 13.34% | 6.9726
3 | 11 | 9 | 30 | 17.037 | 21.8368 | 0.13276 | -0.02793 | -0.00087043 | -0.00435 | 1.5 | 13.34% | 4.7998
3 | 11 | 10 | 30 | 24.188 | 26.1452 | 0.1686 | -0.04296 | -0.00088844 | -0.00444 | 1.5 | 13.34% | 1.9572
3 | 11 | 11 | 30 | 29.652 | 28.9836 | 0.17249 | -0.04828 | -0.0013287 | -0.00664 | 1.5 | 13.34% | 0.66843
3 | 11 | 12 | 30 | 31.471 | 24.0469 | 0.11984 | -0.02538 | -0.0027714 | -0.01385 | 1.5 | 13.34% | 7.4241
3 | 11 | 13 | 30 | 26.047 | 27.3359 | 0.17946 | -0.04802 | -0.00081441 | -0.00407 | 1.5 | 13.34% | 1.2889
3 | 11 | 14 | 30 | 19.706 | 11.7642 | 0.054925 | -0.00342 | -0.0027214 | -0.0136 | 1.5 | 13.34% | 7.9418
3 | 11 | 15 | 30 | 9.875 | 13.2172 | 0.073157 | -0.0079 | -0.0015628 | -0.00781 | 1.5 | 13.34% | 3.3422
3 | 11 | 16 | 30 | 0.076 | 5.3611 | 0.024033 | -3.4e-05 | -0.0011906 | -0.00595 | 1.5 | 13.34% | 5.2851
3 | 11 | 17 | 30 | 0 | 6.8064 | 0.00471 | 0 | -0.00030015 | -0.0015 | 1.5 | 13.34% | 6.8064
3 | 11 | 18 | 30 | 100 | 100 | 0 | 0 | 0 | 0 | 1.5 | 13.34% | 0
3 | 11 | 19 | 30 | 100 | 100 | 0 | 0 | 0 | 0 | 1.5 | 13.34% | 0
3 | 11 | 20 | 30 | 100 | 100 | 0 | 0 | 0 | 0 | 1.5 | 13.34% | 0
3 | 11 | 21 | 30 | 100 | 100 | 0 | 0 | 0 | 0 | 1.5 | 13.34% | 0
3 | 11 | 22 | 30 | 100 | 100 | 0 | 0 | 0 | 0 | 1.5 | 13.34% | 0
3 | 11 | 23 | 30 | 100 | 100 | 0 | 0 | 0 | 0 | 1.5 | 13.34% | 0
3 | 12 | 0 | 30 | 100 | 100 | 0 | 0 | 0 | 0 | 1.5 | 13.34% | 0
3 | 12 | 1 | 30 | 100 | 100 | 0 | 0 | 0 | 0 | 1.5 | 13.34% | 0
3 | 12 | 2 | 30 | 100 | 100 | 0 | 0 | 0 | 0 | 1.5 | 13.34% | 0
3 | 12 | 3 | 30 | 100 | 100 | 0 | 0 | 0 | 0 | 1.5 | 13.34% | 0
3 | 12 | 4 | 30 | 100 | 100 | 0 | 0 | 0 | 0 | 1.5 | 13.34% | 0
3 | 12 | 5 | 30 | 100 | 100 | 0 | 0 | 0 | 0 | 1.5 | 13.34% | 0
3 | 12 | 6 | 30 | 0 | 7.1741 | 0.003348 | 0 | -0.00022411 | -0.00112 | 1.5 | 13.34% | 7.1741
3 | 12 | 7 | 30 | 0 | 2.0859 | 0.036036 | -3.06e-05 | -0.00070635 | -0.00353 | 1.5 | 13.34% | 2.0859
3 | 12 | 8 | 30 | 4.947 | 11.9483 | 0.092718 | -0.01033 | -0.00066833 | -0.00334 | 1.5 | 13.34% | 7.0013
3 | 12 | 9 | 30 | 16.544 | 22.3719 | 0.14413 | -0.03151 | -0.0006003 | -0.003 | 1.5 | 13.34% | 5.8279
3 | 12 | 10 | 30 | 23.502 | 26.7592 | 0.18235 | -0.04807 | -0.00057229 | -0.00286 | 1.5 | 13.34% | 3.2572
3 | 12 | 11 | 30 | 28.938 | 29.8549 | 0.19961 | -0.05825 | -0.0010345 | -0.00517 | 1.5 | 13.34% | 0.9169
3 | 12 | 12 | 30 | 30.631 | 30.4952 | 0.20232 | -0.06034 | -0.0010405 | -0.0052 | 1.5 | 13.34% | 0.13583
3 | 12 | 13 | 30 | 25.28 | 27.6835 | 0.18744 | -0.05108 | -0.00063432 | -0.00317 | 1.5 | 13.34% | 2.4035
3 | 12 | 14 | 30 | 19.034 | 22.3008 | 0.14408 | -0.03102 | -0.00090845 | -0.00454 | 1.5 | 13.34% | 3.2668
3 | 12 | 15 | 30 | 9.359 | 13.8673 | 0.08296 | -0.00998 | -0.0013387 | -0.00669 | 1.5 | 13.34% | 4.5083
3 | 12 | 16 | 30 | 0.032 | 3.7228 | 0.034048 | -9.28e-05 | -0.0011326 | -0.00566 | 1.5 | 13.34% | 3.6908
3 | 12 | 17 | 30 | 0 | 5.5298 | 0.00695 | 0 | -0.00036418 | -0.00182 | 1.5 | 13.34% | 5.5298
3 | 12 | 18 | 30 | 100 | 100 | 0 | 0 | 0 | 0 | 1.5 | 13.34% | 0
3 | 12 | 19 | 30 | 100 | 100 | 0 | 0 | 0 | 0 | 1.5 | 13.34% | 0
3 | 12 | 20 | 30 | 100 | 100 | 0 | 0 | 0 | 0 | 1.5 | 13.34% | 0
3 | 12 | 21 | 30 | 100 | 100 | 0 | 0 | 0 | 0 | 1.5 | 13.34% | 0
3 | 12 | 22 | 30 | 100 | 100 | 0 | 0 | 0 | 0 | 1.5 | 13.34% | 0
3 | 12 | 23 | 30 | 100 | 100 | 0 | 0 | 0 | 0 | 1.5 | 13.34% | 0
3 | 13 | 0 | 30 | 100 | 100 | 0 | 0 | 0 | 0 | 1.5 | 13.34% | 0
3 | 13 | 1 | 30 | 100 | 100 | 0 | 0 | 0 | 0 | 1.5 | 13.34% | 0
3 | 13 | 2 | 30 | 100 | 100 | 0 | 0 | 0 | 0 | 1.5 | 13.34% | 0
3 | 13 | 3 | 30 | 100 | 100 | 0 | 0 | 0 | 0 | 1.5 | 13.34% | 0
3 | 13 | 4 | 30 | 100 | 100 | 0 | 0 | 0 | 0 | 1.5 | 13.34% | 0
3 | 13 | 5 | 30 | 100 | 100 | 0 | 0 | 0 | 0 | 1.5 | 13.34% | 0
3 | 13 | 6 | 30 | 0 | 7.2145 | 0.00452 | 0 | -0.00030415 | -0.00152 | 1.5 | 13.34% | 7.2145
3 | 13 | 7 | 30 | 0 | 1.3142 | 0.043179 | -2.82e-05 | -0.00053227 | -0.00266 | 1.5 | 13.34% | 1.3142
3 | 13 | 8 | 30 | 4.669 | 10.8166 | 0.099435 | -0.01019 | -0.00051026 | -0.00255 | 1.5 | 13.34% | 6.1476
3 | 13 | 9 | 30 | 16.011 | 20.4772 | 0.15048 | -0.03025 | -0.00046823 | -0.00234 | 1.5 | 13.34% | 4.4662
3 | 13 | 10 | 30 | 22.911 | 24.6175 | 0.1832 | -0.04384 | -0.0010105 | -0.00505 | 1.5 | 13.34% | 1.7065
3 | 13 | 11 | 30 | 28.197 | 29.6741 | 0.20153 | -0.05899 | -0.00062631 | -0.00313 | 1.5 | 13.34% | 1.4771
3 | 13 | 12 | 30 | 29.852 | 30.1172 | 0.19963 | -0.05917 | -0.00073237 | -0.00366 | 1.5 | 13.34% | 0.26518
3 | 13 | 13 | 30 | 24.639 | 25.4684 | 0.17974 | -0.04473 | -0.00083442 | -0.00417 | 1.5 | 13.34% | 0.82942
3 | 13 | 14 | 30 | 18.382 | 19.6589 | 0.12468 | -0.02277 | -0.0014547 | -0.00727 | 1.5 | 13.34% | 1.2769
3 | 13 | 15 | 30 | 8.929 | 13.0434 | 0.10044 | -0.01211 | -0.00087644 | -0.00438 | 1.5 | 13.34% | 4.1144
3 | 13 | 16 | 30 | 0.004 | 1.6913 | 0.052071 | -0.00014 | -0.00072836 | -0.00364 | 1.5 | 13.34% | 1.6873
3 | 13 | 17 | 30 | 0 | 4.0917 | 0.009112 | 0 | -0.00035818 | -0.00179 | 1.5 | 13.34% | 4.0917
3 | 13 | 18 | 30 | 100 | 100 | 0 | 0 | 0 | 0 | 1.5 | 13.34% | 0
3 | 13 | 19 | 30 | 100 | 100 | 0 | 0 | 0 | 0 | 1.5 | 13.34% | 0
3 | 13 | 20 | 30 | 100 | 100 | 0 | 0 | 0 | 0 | 1.5 | 13.34% | 0
3 | 13 | 21 | 30 | 100 | 100 | 0 | 0 | 0 | 0 | 1.5 | 13.34% | 0
3 | 13 | 22 | 30 | 100 | 100 | 0 | 0 | 0 | 0 | 1.5 | 13.34% | 0
3 | 13 | 23 | 30 | 100 | 100 | 0 | 0 | 0 | 0 | 1.5 | 13.34% | 0
3 | 14 | 0 | 30 | 100 | 100 | 0 | 0 | 0 | 0 | 1.5 | 13.34% | 0
3 | 14 | 1 | 30 | 100 | 100 | 0 | 0 | 0 | 0 | 1.5 | 13.34% | 0
3 | 14 | 2 | 30 | 100 | 100 | 0 | 0 | 0 | 0 | 1.5 | 13.34% | 0
3 | 14 | 3 | 30 | 100 | 100 | 0 | 0 | 0 | 0 | 1.5 | 13.34% | 0
3 | 14 | 4 | 30 | 100 | 100 | 0 | 0 | 0 | 0 | 1.5 | 13.34% | 0
3 | 14 | 5 | 30 | 100 | 100 | 0 | 0 | 0 | 0 | 1.5 | 13.34% | 0
3 | 14 | 6 | 30 | 0 | 7.2317 | 0.002344 | 0 | -0.00015808 | -0.00079 | 1.5 | 13.34% | 7.2317
3 | 14 | 7 | 30 | 0 | 6.8485 | 0.01137 | -4.28e-07 | -0.00072836 | -0.00364 | 1.5 | 13.34% | 6.8485
3 | 14 | 8 | 30 | 4.415 | 7.4826 | 0.0247 | -0.00019 | -0.0015428 | -0.00771 | 1.5 | 13.34% | 3.0676
3 | 14 | 9 | 30 | 15.575 | 15.2248 | 0.078586 | -0.00929 | -0.0023212 | -0.0116 | 1.5 | 13.34% | 0.35021
3 | 14 | 10 | 30 | 22.312 | 12.6553 | 0.065338 | -0.00468 | -0.0031856 | -0.01592 | 1.5 | 13.34% | 9.6567
3 | 14 | 11 | 30 | 27.523 | 23.25 | 0.12249 | -0.02511 | -0.0027334 | -0.01366 | 1.5 | 13.34% | 4.273
3 | 14 | 12 | 30 | 29.04 | 23.212 | 0.1202 | -0.02439 | -0.0028494 | -0.01424 | 1.5 | 13.34% | 5.828
3 | 14 | 13 | 30 | 23.942 | 23.4807 | 0.14697 | -0.03236 | -0.0017409 | -0.0087 | 1.5 | 13.34% | 0.46126
3 | 14 | 14 | 30 | 17.752 | 16.1947 | 0.086905 | -0.01127 | -0.0024132 | -0.01206 | 1.5 | 13.34% | 1.5573
3 | 14 | 15 | 30 | 8.436 | 10.4228 | 0.054941 | -0.00355 | -0.001971 | -0.00985 | 1.5 | 13.34% | 1.9868
3 | 14 | 16 | 30 | 0 | 4.016 | 0.032252 | -5.06e-05 | -0.0011966 | -0.00598 | 1.5 | 13.34% | 4.016
3 | 14 | 17 | 30 | 0 | 4.6463 | 0.008653 | 0 | -0.00038419 | -0.00192 | 1.5 | 13.34% | 4.6463
3 | 14 | 18 | 30 | 100 | 100 | 0 | 0 | 0 | 0 | 1.5 | 13.34% | 0
3 | 14 | 19 | 30 | 100 | 100 | 0 | 0 | 0 | 0 | 1.5 | 13.34% | 0
3 | 14 | 20 | 30 | 100 | 100 | 0 | 0 | 0 | 0 | 1.5 | 13.34% | 0
3 | 14 | 21 | 30 | 100 | 100 | 0 | 0 | 0 | 0 | 1.5 | 13.34% | 0
3 | 14 | 22 | 30 | 100 | 100 | 0 | 0 | 0 | 0 | 1.5 | 13.34% | 0
3 | 14 | 23 | 30 | 100 | 100 | 0 | 0 | 0 | 0 | 1.5 | 13.34% | 0
3 | 15 | 0 | 30 | 100 | 100 | 0 | 0 | 0 | 0 | 1.5 | 13.34% | 0
3 | 15 | 1 | 30 | 100 | 100 | 0 | 0 | 0 | 0 | 1.5 | 13.34% | 0
3 | 15 | 2 | 30 | 100 | 100 | 0 | 0 | 0 | 0 | 1.5 | 13.34% | 0
3 | 15 | 3 | 30 | 100 | 100 | 0 | 0 | 0 | 0 | 1.5 | 13.34% | 0
3 | 15 | 4 | 30 | 100 | 100 | 0 | 0 | 0 | 0 | 1.5 | 13.34% | 0
3 | 15 | 5 | 30 | 100 | 100 | 0 | 0 | 0 | 0 | 1.5 | 13.34% | 0
3 | 15 | 6 | 30 | 0 | 7.196 | 0.002176 | 0 | -0.00014607 | -0.00073 | 1.5 | 13.34% | 7.196
3 | 15 | 7 | 30 | 0 | 6.833 | 0.011704 | -2.19e-07 | -0.00074837 | -0.00374 | 1.5 | 13.34% | 6.833
3 | 15 | 8 | 30 | 4.198 | 7.3208 | 0.021831 | -0.00011 | -0.0013867 | -0.00693 | 1.5 | 13.34% | 3.1228
3 | 15 | 9 | 30 | 15.009 | 7.9432 | 0.030232 | -0.00033 | -0.001919 | -0.00959 | 1.5 | 13.34% | 7.0658
3 | 15 | 10 | 30 | 21.625 | 8.2412 | 0.036396 | -0.0005 | -0.0023092 | -0.01154 | 1.5 | 13.34% | 13.3838
3 | 15 | 11 | 30 | 26.776 | 17.0032 | 0.09033 | -0.0114 | -0.0033837 | -0.01691 | 1.5 | 13.34% | 9.7728
3 | 15 | 12 | 30 | 28.244 | 9.144 | 0.049714 | -0.0012 | -0.0030655 | -0.01532 | 1.5 | 13.34% | 19.1
3 | 15 | 13 | 30 | 23.232 | 13.8251 | 0.075537 | -0.00671 | -0.0032796 | -0.01639 | 1.5 | 13.34% | 9.4069
3 | 15 | 14 | 30 | 17.144 | 16.9945 | 0.10664 | -0.01581 | -0.001977 | -0.00988 | 1.5 | 13.34% | 0.14947
3 | 15 | 15 | 30 | 7.957 | 9.7462 | 0.056544 | -0.00335 | -0.001969 | -0.00984 | 1.5 | 13.34% | 1.7892
3 | 15 | 16 | 30 | 0 | 5.1604 | 0.025945 | -1.74e-05 | -0.0012566 | -0.00628 | 1.5 | 13.34% | 5.1604
3 | 15 | 17 | 30 | 0 | 4.9285 | 0.008563 | 0 | -0.0004022 | -0.00201 | 1.5 | 13.34% | 4.9285
3 | 15 | 18 | 30 | 100 | 100 | 0 | 0 | 0 | 0 | 1.5 | 13.34% | 0
3 | 15 | 19 | 30 | 100 | 100 | 0 | 0 | 0 | 0 | 1.5 | 13.34% | 0
3 | 15 | 20 | 30 | 100 | 100 | 0 | 0 | 0 | 0 | 1.5 | 13.34% | 0
3 | 15 | 21 | 30 | 100 | 100 | 0 | 0 | 0 | 0 | 1.5 | 13.34% | 0
3 | 15 | 22 | 30 | 100 | 100 | 0 | 0 | 0 | 0 | 1.5 | 13.34% | 0
3 | 15 | 23 | 30 | 100 | 100 | 0 | 0 | 0 | 0 | 1.5 | 13.34% | 0
3 | 16 | 0 | 30 | 100 | 100 | 0 | 0 | 0 | 0 | 1.5 | 13.34% | 0
3 | 16 | 1 | 30 | 100 | 100 | 0 | 0 | 0 | 0 | 1.5 | 13.34% | 0
3 | 16 | 2 | 30 | 100 | 100 | 0 | 0 | 0 | 0 | 1.5 | 13.34% | 0
3 | 16 | 3 | 30 | 100 | 100 | 0 | 0 | 0 | 0 | 1.5 | 13.34% | 0
3 | 16 | 4 | 30 | 100 | 100 | 0 | 0 | 0 | 0 | 1.5 | 13.34% | 0
3 | 16 | 5 | 30 | 100 | 100 | 0 | 0 | 0 | 0 | 1.5 | 13.34% | 0
3 | 16 | 6 | 30 | 0 | 7.1741 | 0.001674 | 0 | -0.00011206 | -0.00056 | 1.5 | 13.34% | 7.1741
3 | 16 | 7 | 30 | 0 | 7.1103 | 0.007054 | -3.33e-08 | -0.00046823 | -0.00234 | 1.5 | 13.34% | 7.1103
3 | 16 | 8 | 30 | 3.944 | 7.2608 | 0.015011 | -3.18e-05 | -0.00098649 | -0.00493 | 1.5 | 13.34% | 3.3168
3 | 16 | 9 | 30 | 14.514 | 7.5592 | 0.022486 | -0.00012 | -0.0014687 | -0.00734 | 1.5 | 13.34% | 6.9548
3 | 16 | 10 | 30 | 21.066 | 8.0575 | 0.033537 | -0.00038 | -0.0021491 | -0.01074 | 1.5 | 13.34% | 13.0085
3 | 16 | 11 | 30 | 26.053 | 8.2785 | 0.037132 | -0.0005 | -0.0023772 | -0.01188 | 1.5 | 13.34% | 17.7745
3 | 16 | 12 | 30 | 27.513 | 8.3233 | 0.037472 | -0.00052 | -0.0023992 | -0.01199 | 1.5 | 13.34% | 19.1897
3 | 16 | 13 | 30 | 22.489 | 8.1053 | 0.034736 | -0.00041 | -0.0022251 | -0.01112 | 1.5 | 13.34% | 14.3837
3 | 16 | 14 | 30 | 16.524 | 7.8236 | 0.028915 | -0.00026 | -0.0018569 | -0.00928 | 1.5 | 13.34% | 8.7004
3 | 16 | 15 | 30 | 7.537 | 7.4182 | 0.020525 | -9.75e-05 | -0.0013267 | -0.00663 | 1.5 | 13.34% | 0.11884
3 | 16 | 16 | 30 | 0 | 6.6087 | 0.019197 | -3.66e-06 | -0.0011866 | -0.00593 | 1.5 | 13.34% | 6.6087
3 | 16 | 17 | 30 | 0 | 5.0816 | 0.008648 | 0 | -0.00041821 | -0.00209 | 1.5 | 13.34% | 5.0816
3 | 16 | 18 | 30 | 100 | 100 | 0 | 0 | 0 | 0 | 1.5 | 13.34% | 0
3 | 16 | 19 | 30 | 100 | 100 | 0 | 0 | 0 | 0 | 1.5 | 13.34% | 0
3 | 16 | 20 | 30 | 100 | 100 | 0 | 0 | 0 | 0 | 1.5 | 13.34% | 0
3 | 16 | 21 | 30 | 100 | 100 | 0 | 0 | 0 | 0 | 1.5 | 13.34% | 0
3 | 16 | 22 | 30 | 100 | 100 | 0 | 0 | 0 | 0 | 1.5 | 13.34% | 0
3 | 16 | 23 | 30 | 100 | 100 | 0 | 0 | 0 | 0 | 1.5 | 13.34% | 0
3 | 17 | 0 | 30 | 100 | 100 | 0 | 0 | 0 | 0 | 1.5 | 13.34% | 0
3 | 17 | 1 | 30 | 100 | 100 | 0 | 0 | 0 | 0 | 1.5 | 13.34% | 0
3 | 17 | 2 | 30 | 100 | 100 | 0 | 0 | 0 | 0 | 1.5 | 13.34% | 0
3 | 17 | 3 | 30 | 100 | 100 | 0 | 0 | 0 | 0 | 1.5 | 13.34% | 0
3 | 17 | 4 | 30 | 100 | 100 | 0 | 0 | 0 | 0 | 1.5 | 13.34% | 0
3 | 17 | 5 | 30 | 100 | 100 | 0 | 0 | 0 | 0 | 1.5 | 13.34% | 0
3 | 17 | 6 | 30 | 0 | 7.1869 | 0.006864 | 0 | -0.00046023 | -0.0023 | 1.5 | 13.34% | 7.1869
3 | 17 | 7 | 30 | 0 | 1.0406 | 0.048197 | -8.19e-06 | -0.00048824 | -0.00244 | 1.5 | 13.34% | 1.0406
3 | 17 | 8 | 30 | 3.692 | 8.41 | 0.10284 | -0.0081 | -0.00050625 | -0.00253 | 1.5 | 13.34% | 4.718
3 | 17 | 9 | 30 | 14.012 | 17.8584 | 0.1545 | -0.02707 | -0.00044222 | -0.00221 | 1.5 | 13.34% | 3.8464
3 | 17 | 10 | 30 | 20.43 | 21.6386 | 0.16023 | -0.03316 | -0.0012426 | -0.00621 | 1.5 | 13.34% | 1.2086
3 | 17 | 11 | 30 | 25.457 | 25.2662 | 0.20326 | -0.05003 | -0.0010585 | -0.00529 | 1.5 | 13.34% | 0.19085
3 | 17 | 12 | 30 | 26.671 | 26.0642 | 0.20859 | -0.05299 | -0.0010925 | -0.00546 | 1.5 | 13.34% | 0.6068
3 | 17 | 13 | 30 | 21.859 | 22.9958 | 0.19312 | -0.04311 | -0.0010565 | -0.00528 | 1.5 | 13.34% | 1.1368
3 | 17 | 14 | 30 | 15.909 | 18.2304 | 0.14827 | -0.02602 | -0.00085443 | -0.00427 | 1.5 | 13.34% | 2.3214
3 | 17 | 15 | 30 | 7.041 | 10.103 | 0.085843 | -0.00719 | -0.0013467 | -0.00673 | 1.5 | 13.34% | 3.062
3 | 17 | 16 | 30 | 0 | 3.4995 | 0.035954 | -2.18e-05 | -0.0011946 | -0.00597 | 1.5 | 13.34% | 3.4995
3 | 17 | 17 | 30 | 0 | 3.1062 | 0.011557 | 0 | -0.00034817 | -0.00174 | 1.5 | 13.34% | 3.1062
3 | 17 | 18 | 30 | 100 | 100 | 0 | 0 | 0 | 0 | 1.5 | 13.34% | 0
3 | 17 | 19 | 30 | 100 | 100 | 0 | 0 | 0 | 0 | 1.5 | 13.34% | 0
3 | 17 | 20 | 30 | 100 | 100 | 0 | 0 | 0 | 0 | 1.5 | 13.34% | 0
3 | 17 | 21 | 30 | 100 | 100 | 0 | 0 | 0 | 0 | 1.5 | 13.34% | 0
3 | 17 | 22 | 30 | 100 | 100 | 0 | 0 | 0 | 0 | 1.5 | 13.34% | 0
3 | 17 | 23 | 30 | 100 | 100 | 0 | 0 | 0 | 0 | 1.5 | 13.34% | 0
3 | 18 | 0 | 30 | 100 | 100 | 0 | 0 | 0 | 0 | 1.5 | 13.34% | 0
3 | 18 | 1 | 30 | 100 | 100 | 0 | 0 | 0 | 0 | 1.5 | 13.34% | 0
3 | 18 | 2 | 30 | 100 | 100 | 0 | 0 | 0 | 0 | 1.5 | 13.34% | 0
3 | 18 | 3 | 30 | 100 | 100 | 0 | 0 | 0 | 0 | 1.5 | 13.34% | 0
3 | 18 | 4 | 30 | 100 | 100 | 0 | 0 | 0 | 0 | 1.5 | 13.34% | 0
3 | 18 | 5 | 30 | 100 | 100 | 0 | 0 | 0 | 0 | 1.5 | 13.34% | 0
3 | 18 | 6 | 30 | 0 | 7.2116 | 0.007199 | 0 | -0.00048424 | -0.00242 | 1.5 | 13.34% | 7.2116
3 | 18 | 7 | 30 | 0 | 1.0225 | 0.049055 | -8.36e-06 | -0.00048824 | -0.00244 | 1.5 | 13.34% | 1.0225
3 | 18 | 8 | 30 | 3.458 | 8.4254 | 0.10573 | -0.00842 | -0.00045022 | -0.00225 | 1.5 | 13.34% | 4.9674
3 | 18 | 9 | 30 | 13.471 | 17.5768 | 0.14569 | -0.02481 | -0.00067834 | -0.00339 | 1.5 | 13.34% | 4.1058
3 | 18 | 10 | 30 | 19.804 | 21.0994 | 0.15097 | -0.03 | -0.0015308 | -0.00765 | 1.5 | 13.34% | 1.2954
3 | 18 | 11 | 30 | 24.632 | 25.2434 | 0.2078 | -0.05108 | -0.0010985 | -0.00549 | 1.5 | 13.34% | 0.61144
3 | 18 | 12 | 30 | 25.944 | 26.0732 | 0.20706 | -0.05263 | -0.0010765 | -0.00538 | 1.5 | 13.34% | 0.12923
3 | 18 | 13 | 30 | 21.113 | 23.3156 | 0.18478 | -0.04214 | -0.00076438 | -0.00382 | 1.5 | 13.34% | 2.2026
3 | 18 | 14 | 30 | 15.298 | 18.1981 | 0.1615 | -0.02825 | -0.00096448 | -0.00482 | 1.5 | 13.34% | 2.9001
3 | 18 | 15 | 30 | 6.646 | 10.7113 | 0.11684 | -0.01199 | -0.00047424 | -0.00237 | 1.5 | 13.34% | 4.0653
3 | 18 | 16 | 30 | 0 | 0.89491 | 0.061925 | -6.56e-05 | -0.00048424 | -0.00242 | 1.5 | 13.34% | 0.89491
3 | 18 | 17 | 30 | 0 | 3.0083 | 0.011922 | 0 | -0.00034817 | -0.00174 | 1.5 | 13.34% | 3.0083
3 | 18 | 18 | 30 | 100 | 100 | 0 | 0 | 0 | 0 | 1.5 | 13.34% | 0
3 | 18 | 19 | 30 | 100 | 100 | 0 | 0 | 0 | 0 | 1.5 | 13.34% | 0
3 | 18 | 20 | 30 | 100 | 100 | 0 | 0 | 0 | 0 | 1.5 | 13.34% | 0
3 | 18 | 21 | 30 | 100 | 100 | 0 | 0 | 0 | 0 | 1.5 | 13.34% | 0
3 | 18 | 22 | 30 | 100 | 100 | 0 | 0 | 0 | 0 | 1.5 | 13.34% | 0
3 | 18 | 23 | 30 | 100 | 100 | 0 | 0 | 0 | 0 | 1.5 | 13.34% | 0
3 | 19 | 0 | 30 | 100 | 100 | 0 | 0 | 0 | 0 | 1.5 | 13.34% | 0
3 | 19 | 1 | 30 | 100 | 100 | 0 | 0 | 0 | 0 | 1.5 | 13.34% | 0
3 | 19 | 2 | 30 | 100 | 100 | 0 | 0 | 0 | 0 | 1.5 | 13.34% | 0
3 | 19 | 3 | 30 | 100 | 100 | 0 | 0 | 0 | 0 | 1.5 | 13.34% | 0
3 | 19 | 4 | 30 | 100 | 100 | 0 | 0 | 0 | 0 | 1.5 | 13.34% | 0
3 | 19 | 5 | 30 | 100 | 100 | 0 | 0 | 0 | 0 | 1.5 | 13.34% | 0
3 | 19 | 6 | 30 | 0 | 7.2165 | 0.006362 | 0 | -0.00042821 | -0.00214 | 1.5 | 13.34% | 7.2165
3 | 19 | 7 | 30 | 0 | 1.5828 | 0.044135 | -3.39e-06 | -0.00068434 | -0.00342 | 1.5 | 13.34% | 1.5828
3 | 19 | 8 | 30 | 3.265 | 7.3436 | 0.10041 | -0.00671 | -0.00061831 | -0.00309 | 1.5 | 13.34% | 4.0786
3 | 19 | 9 | 30 | 12.954 | 16.2587 | 0.14929 | -0.02357 | -0.0006043 | -0.00302 | 1.5 | 13.34% | 3.3047
3 | 19 | 10 | 30 | 19.169 | 20.7229 | 0.18418 | -0.03695 | -0.0010085 | -0.00504 | 1.5 | 13.34% | 1.5539
3 | 19 | 11 | 30 | 23.965 | 24.4171 | 0.20339 | -0.04835 | -0.0010545 | -0.00527 | 1.5 | 13.34% | 0.45214
3 | 19 | 12 | 30 | 25.168 | 24.9452 | 0.2053 | -0.04989 | -0.0010585 | -0.00529 | 1.5 | 13.34% | 0.22276
3 | 19 | 13 | 30 | 20.397 | 21.2604 | 0.18865 | -0.03888 | -0.0010125 | -0.00506 | 1.5 | 13.34% | 0.86341
3 | 19 | 14 | 30 | 14.711 | 16.4803 | 0.1399 | -0.02176 | -0.0011126 | -0.00556 | 1.5 | 13.34% | 1.7693
3 | 19 | 15 | 30 | 6.174 | 9.4552 | 0.096202 | -0.00792 | -0.0010745 | -0.00537 | 1.5 | 13.34% | 3.2812
3 | 19 | 16 | 30 | 0 | 2.9529 | 0.040399 | -1.87e-05 | -0.0011406 | -0.0057 | 1.5 | 13.34% | 2.9529
3 | 19 | 17 | 30 | 0 | 5.0735 | 0.00949 | 0 | -0.00045823 | -0.00229 | 1.5 | 13.34% | 5.0735
3 | 19 | 18 | 30 | 100 | 100 | 0 | 0 | 0 | 0 | 1.5 | 13.34% | 0
3 | 19 | 19 | 30 | 100 | 100 | 0 | 0 | 0 | 0 | 1.5 | 13.34% | 0
3 | 19 | 20 | 30 | 100 | 100 | 0 | 0 | 0 | 0 | 1.5 | 13.34% | 0
3 | 19 | 21 | 30 | 100 | 100 | 0 | 0 | 0 | 0 | 1.5 | 13.34% | 0
3 | 19 | 22 | 30 | 100 | 100 | 0 | 0 | 0 | 0 | 1.5 | 13.34% | 0
3 | 19 | 23 | 30 | 100 | 100 | 0 | 0 | 0 | 0 | 1.5 | 13.34% | 0
3 | 20 | 0 | 30 | 100 | 100 | 0 | 0 | 0 | 0 | 1.5 | 13.34% | 0
3 | 20 | 1 | 30 | 100 | 100 | 0 | 0 | 0 | 0 | 1.5 | 13.34% | 0
3 | 20 | 2 | 30 | 100 | 100 | 0 | 0 | 0 | 0 | 1.5 | 13.34% | 0
3 | 20 | 3 | 30 | 100 | 100 | 0 | 0 | 0 | 0 | 1.5 | 13.34% | 0
3 | 20 | 4 | 30 | 100 | 100 | 0 | 0 | 0 | 0 | 1.5 | 13.34% | 0
3 | 20 | 5 | 30 | 100 | 100 | 0 | 0 | 0 | 0 | 1.5 | 13.34% | 0
3 | 20 | 6 | 30 | 0 | 7.2184 | 0.005023 | 0 | -0.00033817 | -0.00169 | 1.5 | 13.34% | 7.2184
3 | 20 | 7 | 30 | 0 | 4.319 | 0.02738 | -1.05e-06 | -0.0011326 | -0.00566 | 1.5 | 13.34% | 4.319
3 | 20 | 8 | 30 | 3.036 | 7.3358 | 0.090877 | -0.00567 | -0.00092846 | -0.00464 | 1.5 | 13.34% | 4.2998
3 | 20 | 9 | 30 | 12.464 | 15.8674 | 0.1373 | -0.02068 | -0.00095448 | -0.00477 | 1.5 | 13.34% | 3.4034
3 | 20 | 10 | 30 | 18.553 | 20.4678 | 0.16681 | -0.03279 | -0.0011226 | -0.00561 | 1.5 | 13.34% | 1.9148
3 | 20 | 11 | 30 | 23.238 | 16.0962 | 0.095563 | -0.01137 | -0.0034557 | -0.01727 | 1.5 | 13.34% | 7.1418
3 | 20 | 12 | 30 | 24.337 | 24.9046 | 0.21268 | -0.05156 | -0.0011266 | -0.00563 | 1.5 | 13.34% | 0.56761
3 | 20 | 13 | 30 | 19.778 | 21.4979 | 0.18473 | -0.03876 | -0.00078439 | -0.00392 | 1.5 | 13.34% | 1.7199
3 | 20 | 14 | 30 | 14.124 | 16.7614 | 0.16277 | -0.02614 | -0.00097849 | -0.00489 | 1.5 | 13.34% | 2.6374
3 | 20 | 15 | 30 | 5.792 | 9.7563 | 0.11988 | -0.01125 | -0.0004062 | -0.00203 | 1.5 | 13.34% | 3.9643
3 | 20 | 16 | 30 | 0 | 0.74791 | 0.06413 | -4.62e-05 | -0.00043021 | -0.00215 | 1.5 | 13.34% | 0.74791
3 | 20 | 17 | 30 | 0 | 2.738 | 0.012689 | 0 | -0.00033817 | -0.00169 | 1.5 | 13.34% | 2.738
3 | 20 | 18 | 30 | 100 | 100 | 0 | 0 | 0 | 0 | 1.5 | 13.34% | 0
3 | 20 | 19 | 30 | 100 | 100 | 0 | 0 | 0 | 0 | 1.5 | 13.34% | 0
3 | 20 | 20 | 30 | 100 | 100 | 0 | 0 | 0 | 0 | 1.5 | 13.34% | 0
3 | 20 | 21 | 30 | 100 | 100 | 0 | 0 | 0 | 0 | 1.5 | 13.34% | 0
3 | 20 | 22 | 30 | 100 | 100 | 0 | 0 | 0 | 0 | 1.5 | 13.34% | 0
3 | 20 | 23 | 30 | 100 | 100 | 0 | 0 | 0 | 0 | 1.5 | 13.34% | 0
3 | 21 | 0 | 30 | 100 | 100 | 0 | 0 | 0 | 0 | 1.5 | 13.34% | 0
3 | 21 | 1 | 30 | 100 | 100 | 0 | 0 | 0 | 0 | 1.5 | 13.34% | 0
3 | 21 | 2 | 30 | 100 | 100 | 0 | 0 | 0 | 0 | 1.5 | 13.34% | 0
3 | 21 | 3 | 30 | 100 | 100 | 0 | 0 | 0 | 0 | 1.5 | 13.34% | 0
3 | 21 | 4 | 30 | 100 | 100 | 0 | 0 | 0 | 0 | 1.5 | 13.34% | 0
3 | 21 | 5 | 30 | 100 | 100 | 0 | 0 | 0 | 0 | 1.5 | 13.34% | 0
3 | 21 | 6 | 30 | 0 | 5.6284 | 0.005708 | 0 | -0.00030415 | -0.00152 | 1.5 | 13.34% | 5.6284
3 | 21 | 7 | 30 | 0 | 1.0015 | 0.051057 | 0 | -0.00050625 | -0.00253 | 1.5 | 13.34% | 1.0015
3 | 21 | 8 | 30 | 2.818 | 6.0844 | 0.10497 | -0.00582 | -0.00053427 | -0.00267 | 1.5 | 13.34% | 3.2664
3 | 21 | 9 | 30 | 12.001 | 12.9952 | 0.10047 | -0.01075 | -0.002041 | -0.0102 | 1.5 | 13.34% | 0.99418
3 | 21 | 10 | 30 | 17.926 | 18.9559 | 0.16502 | -0.02986 | -0.0011946 | -0.00597 | 1.5 | 13.34% | 1.0299
3 | 21 | 11 | 30 | 22.61 | 22.1046 | 0.17801 | -0.03766 | -0.0013827 | -0.00691 | 1.5 | 13.34% | 0.50544
3 | 21 | 12 | 30 | 23.579 | 22.8905 | 0.18628 | -0.04117 | -0.0011966 | -0.00598 | 1.5 | 13.34% | 0.68846
3 | 21 | 13 | 30 | 19.108 | 7.9518 | 0.038189 | -0.00041 | -0.0024332 | -0.01216 | 1.5 | 13.34% | 11.1562
3 | 21 | 14 | 30 | 13.475 | 7.7138 | 0.032717 | -0.00028 | -0.002083 | -0.01041 | 1.5 | 13.34% | 5.7612
3 | 21 | 15 | 30 | 5.351 | 7.2876 | 0.024664 | -0.00011 | -0.0015728 | -0.00786 | 1.5 | 13.34% | 1.9366
3 | 21 | 16 | 30 | 0 | 6.8466 | 0.015243 | -2.81e-07 | -0.00097649 | -0.00488 | 1.5 | 13.34% | 6.8466
3 | 21 | 17 | 30 | 0 | 3.9364 | 0.011465 | 0 | -0.00043422 | -0.00217 | 1.5 | 13.34% | 3.9364
3 | 21 | 18 | 30 | 100 | 100 | 0 | 0 | 0 | 0 | 1.5 | 13.34% | 0
3 | 21 | 19 | 30 | 100 | 100 | 0 | 0 | 0 | 0 | 1.5 | 13.34% | 0
3 | 21 | 20 | 30 | 100 | 100 | 0 | 0 | 0 | 0 | 1.5 | 13.34% | 0
3 | 21 | 21 | 30 | 100 | 100 | 0 | 0 | 0 | 0 | 1.5 | 13.34% | 0
3 | 21 | 22 | 30 | 100 | 100 | 0 | 0 | 0 | 0 | 1.5 | 13.34% | 0
3 | 21 | 23 | 30 | 100 | 100 | 0 | 0 | 0 | 0 | 1.5 | 13.34% | 0
3 | 22 | 0 | 30 | 100 | 100 | 0 | 0 | 0 | 0 | 1.5 | 13.34% | 0
3 | 22 | 1 | 30 | 100 | 100 | 0 | 0 | 0 | 0 | 1.5 | 13.34% | 0
3 | 22 | 2 | 30 | 100 | 100 | 0 | 0 | 0 | 0 | 1.5 | 13.34% | 0
3 | 22 | 3 | 30 | 100 | 100 | 0 | 0 | 0 | 0 | 1.5 | 13.34% | 0
3 | 22 | 4 | 30 | 100 | 100 | 0 | 0 | 0 | 0 | 1.5 | 13.34% | 0
3 | 22 | 5 | 30 | 100 | 100 | 0 | 0 | 0 | 0 | 1.5 | 13.34% | 0
3 | 22 | 6 | 30 | 0 | 7.0701 | 0.004697 | 0 | -0.00031015 | -0.00155 | 1.5 | 13.34% | 7.0701
3 | 22 | 7 | 30 | 0 | 1.7704 | 0.044401 | 0 | -0.00077239 | -0.00386 | 1.5 | 13.34% | 1.7704
3 | 22 | 8 | 30 | 2.604 | 7.0195 | 0.035788 | -0.00033 | -0.002039 | -0.01019 | 1.5 | 13.34% | 4.4155
3 | 22 | 9 | 30 | 11.502 | 13.4685 | 0.11034 | -0.01282 | -0.0017989 | -0.00899 | 1.5 | 13.34% | 1.9665
3 | 22 | 10 | 30 | 17.338 | 18.7375 | 0.1603 | -0.02843 | -0.0013527 | -0.00676 | 1.5 | 13.34% | 1.3995
3 | 22 | 11 | 30 | 21.902 | 20.9318 | 0.15757 | -0.03056 | -0.002003 | -0.01001 | 1.5 | 13.34% | 0.97018
3 | 22 | 12 | 30 | 22.797 | 18.8841 | 0.12733 | -0.02061 | -0.0028894 | -0.01444 | 1.5 | 13.34% | 3.9129
3 | 22 | 13 | 30 | 18.384 | 13.1972 | 0.086182 | -0.0076 | -0.0033337 | -0.01666 | 1.5 | 13.34% | 5.1868
3 | 22 | 14 | 30 | 12.887 | 13.2057 | 0.099792 | -0.01058 | -0.0022951 | -0.01147 | 1.5 | 13.34% | 0.31871
3 | 22 | 15 | 30 | 4.987 | 8.2574 | 0.081394 | -0.00504 | -0.0015528 | -0.00776 | 1.5 | 13.34% | 3.2704
3 | 22 | 16 | 30 | 0 | 4.5097 | 0.031355 | -4.52e-06 | -0.0013487 | -0.00674 | 1.5 | 13.34% | 4.5097
3 | 22 | 17 | 30 | 0 | 5.753 | 0.009306 | 0 | -0.00050625 | -0.00253 | 1.5 | 13.34% | 5.753
3 | 22 | 18 | 30 | 100 | 100 | 0 | 0 | 0 | 0 | 1.5 | 13.34% | 0
3 | 22 | 19 | 30 | 100 | 100 | 0 | 0 | 0 | 0 | 1.5 | 13.34% | 0
3 | 22 | 20 | 30 | 100 | 100 | 0 | 0 | 0 | 0 | 1.5 | 13.34% | 0
3 | 22 | 21 | 30 | 100 | 100 | 0 | 0 | 0 | 0 | 1.5 | 13.34% | 0
3 | 22 | 22 | 30 | 100 | 100 | 0 | 0 | 0 | 0 | 1.5 | 13.34% | 0
3 | 22 | 23 | 30 | 100 | 100 | 0 | 0 | 0 | 0 | 1.5 | 13.34% | 0
3 | 23 | 0 | 30 | 100 | 100 | 0 | 0 | 0 | 0 | 1.5 | 13.34% | 0
3 | 23 | 1 | 30 | 100 | 100 | 0 | 0 | 0 | 0 | 1.5 | 13.34% | 0
3 | 23 | 2 | 30 | 100 | 100 | 0 | 0 | 0 | 0 | 1.5 | 13.34% | 0
3 | 23 | 3 | 30 | 100 | 100 | 0 | 0 | 0 | 0 | 1.5 | 13.34% | 0
3 | 23 | 4 | 30 | 100 | 100 | 0 | 0 | 0 | 0 | 1.5 | 13.34% | 0
3 | 23 | 5 | 30 | 100 | 100 | 0 | 0 | 0 | 0 | 1.5 | 13.34% | 0
3 | 23 | 6 | 30 | 0 | 6.3798 | 0.006206 | 0 | -0.00037219 | -0.00186 | 1.5 | 13.34% | 6.3798
3 | 23 | 7 | 30 | 0 | 3.8141 | 0.031589 | 0 | -0.0011606 | -0.0058 | 1.5 | 13.34% | 3.8141
3 | 23 | 8 | 30 | 2.394 | 5.5133 | 0.08233 | -0.00319 | -0.0012786 | -0.00639 | 1.5 | 13.34% | 3.1193
3 | 23 | 9 | 30 | 11.005 | 12.8665 | 0.12493 | -0.0145 | -0.0013947 | -0.00697 | 1.5 | 13.34% | 1.8615
3 | 23 | 10 | 30 | 16.687 | 17.6186 | 0.18525 | -0.03145 | -0.0010105 | -0.00505 | 1.5 | 13.34% | 0.93165
3 | 23 | 11 | 30 | 21.175 | 22.0058 | 0.19675 | -0.04221 | -0.00089045 | -0.00445 | 1.5 | 13.34% | 0.83079
3 | 23 | 12 | 30 | 22.064 | 22.0216 | 0.18669 | -0.03963 | -0.0012146 | -0.00607 | 1.5 | 13.34% | 0.042423
3 | 23 | 13 | 30 | 17.726 | 17.934 | 0.1684 | -0.0287 | -0.0012726 | -0.00636 | 1.5 | 13.34% | 0.20801
3 | 23 | 14 | 30 | 12.341 | 13.4888 | 0.12483 | -0.01501 | -0.0016108 | -0.00805 | 1.5 | 13.34% | 1.1478
3 | 23 | 15 | 30 | 4.565 | 7.1526 | 0.085486 | -0.00456 | -0.0014507 | -0.00725 | 1.5 | 13.34% | 2.5876
3 | 23 | 16 | 30 | 0 | 1.7732 | 0.051422 | -7.64e-06 | -0.00088844 | -0.00444 | 1.5 | 13.34% | 1.7732
3 | 23 | 17 | 30 | 0 | 6.8789 | 0.007586 | 0 | -0.00048824 | -0.00244 | 1.5 | 13.34% | 6.8789
3 | 23 | 18 | 30 | 100 | 100 | 0 | 0 | 0 | 0 | 1.5 | 13.34% | 0
3 | 23 | 19 | 30 | 100 | 100 | 0 | 0 | 0 | 0 | 1.5 | 13.34% | 0
3 | 23 | 20 | 30 | 100 | 100 | 0 | 0 | 0 | 0 | 1.5 | 13.34% | 0
3 | 23 | 21 | 30 | 100 | 100 | 0 | 0 | 0 | 0 | 1.5 | 13.34% | 0
3 | 23 | 22 | 30 | 100 | 100 | 0 | 0 | 0 | 0 | 1.5 | 13.34% | 0
3 | 23 | 23 | 30 | 100 | 100 | 0 | 0 | 0 | 0 | 1.5 | 13.34% | 0
3 | 24 | 0 | 30 | 100 | 100 | 0 | 0 | 0 | 0 | 1.5 | 13.34% | 0
3 | 24 | 1 | 30 | 100 | 100 | 0 | 0 | 0 | 0 | 1.5 | 13.34% | 0
3 | 24 | 2 | 30 | 100 | 100 | 0 | 0 | 0 | 0 | 1.5 | 13.34% | 0
3 | 24 | 3 | 30 | 100 | 100 | 0 | 0 | 0 | 0 | 1.5 | 13.34% | 0
3 | 24 | 4 | 30 | 100 | 100 | 0 | 0 | 0 | 0 | 1.5 | 13.34% | 0
3 | 24 | 5 | 30 | 100 | 100 | 0 | 0 | 0 | 0 | 1.5 | 13.34% | 0
3 | 24 | 6 | 30 | 0 | 4.6028 | 0.007185 | 0 | -0.00031616 | -0.00158 | 1.5 | 13.34% | 4.6028
3 | 24 | 7 | 30 | 0 | 0.84817 | 0.054722 | 0 | -0.00046023 | -0.0023 | 1.5 | 13.34% | 0.84817
3 | 24 | 8 | 30 | 2.202 | 5.1541 | 0.11121 | -0.00529 | -0.00042021 | -0.0021 | 1.5 | 13.34% | 2.9521
3 | 24 | 9 | 30 | 10.507 | 13.3399 | 0.15673 | -0.01981 | -0.00096848 | -0.00484 | 1.5 | 13.34% | 2.8329
3 | 24 | 10 | 30 | 16.138 | 17.598 | 0.19179 | -0.03249 | -0.0010725 | -0.00536 | 1.5 | 13.34% | 1.46
3 | 24 | 11 | 30 | 20.461 | 21.8311 | 0.21119 | -0.04474 | -0.0011206 | -0.0056 | 1.5 | 13.34% | 1.3701
3 | 24 | 12 | 30 | 21.288 | 22.301 | 0.21256 | -0.04603 | -0.0011226 | -0.00561 | 1.5 | 13.34% | 1.013
3 | 24 | 13 | 30 | 17.011 | 18.5942 | 0.18973 | -0.03446 | -0.00069034 | -0.00345 | 1.5 | 13.34% | 1.5832
3 | 24 | 14 | 30 | 11.695 | 14.2778 | 0.15079 | -0.02056 | -0.00084842 | -0.00424 | 1.5 | 13.34% | 2.5828
3 | 24 | 15 | 30 | 4.201 | 7.1457 | 0.11207 | -0.00732 | -0.00064232 | -0.00321 | 1.5 | 13.34% | 2.9447
3 | 24 | 16 | 30 | 0 | 2.6761 | 0.043886 | -5.39e-06 | -0.0011386 | -0.00569 | 1.5 | 13.34% | 2.6761
3 | 24 | 17 | 30 | 0 | 4.8741 | 0.011022 | 0 | -0.00051226 | -0.00256 | 1.5 | 13.34% | 4.8741
3 | 24 | 18 | 30 | 100 | 7.2201 | 0.000167 | 0 | -1.1246e-05 | -5.62e-05 | 1.5 | 13.34% | 92.7799
3 | 24 | 19 | 30 | 100 | 100 | 0 | 0 | 0 | 0 | 1.5 | 13.34% | 0
3 | 24 | 20 | 30 | 100 | 100 | 0 | 0 | 0 | 0 | 1.5 | 13.34% | 0
3 | 24 | 21 | 30 | 100 | 100 | 0 | 0 | 0 | 0 | 1.5 | 13.34% | 0
3 | 24 | 22 | 30 | 100 | 100 | 0 | 0 | 0 | 0 | 1.5 | 13.34% | 0
3 | 24 | 23 | 30 | 100 | 100 | 0 | 0 | 0 | 0 | 1.5 | 13.34% | 0
3 | 25 | 0 | 30 | 100 | 100 | 0 | 0 | 0 | 0 | 1.5 | 13.34% | 0
3 | 25 | 1 | 30 | 100 | 100 | 0 | 0 | 0 | 0 | 1.5 | 13.34% | 0
3 | 25 | 2 | 30 | 100 | 100 | 0 | 0 | 0 | 0 | 1.5 | 13.34% | 0
3 | 25 | 3 | 30 | 100 | 100 | 0 | 0 | 0 | 0 | 1.5 | 13.34% | 0
3 | 25 | 4 | 30 | 100 | 100 | 0 | 0 | 0 | 0 | 1.5 | 13.34% | 0
3 | 25 | 5 | 30 | 100 | 100 | 0 | 0 | 0 | 0 | 1.5 | 13.34% | 0
3 | 25 | 6 | 30 | 0 | 4.9175 | 0.007642 | 0 | -0.00035818 | -0.00179 | 1.5 | 13.34% | 4.9175
3 | 25 | 7 | 30 | 0 | 4.5966 | 0.028686 | 0 | -0.0012606 | -0.0063 | 1.5 | 13.34% | 4.5966
3 | 25 | 8 | 30 | 2.01 | 4.3107 | 0.10196 | -0.00365 | -0.00071436 | -0.00357 | 1.5 | 13.34% | 2.3007
3 | 25 | 9 | 30 | 10.035 | 11.8044 | 0.13024 | -0.01394 | -0.0012826 | -0.00641 | 1.5 | 13.34% | 1.7694
3 | 25 | 10 | 30 | 15.464 | 16.6731 | 0.17511 | -0.02805 | -0.00098249 | -0.00491 | 1.5 | 13.34% | 1.2091
3 | 25 | 11 | 30 | 19.791 | 20.0487 | 0.19062 | -0.03691 | -0.0010885 | -0.00544 | 1.5 | 13.34% | 0.25767
3 | 25 | 12 | 30 | 20.544 | 16.9847 | 0.12903 | -0.0185 | -0.0029195 | -0.01459 | 1.5 | 13.34% | 3.5593
3 | 25 | 13 | 30 | 16.343 | 16.6887 | 0.16023 | -0.02494 | -0.0015428 | -0.00771 | 1.5 | 13.34% | 0.34566
3 | 25 | 14 | 30 | 11.148 | 10.4014 | 0.083664 | -0.0057 | -0.0027194 | -0.01359 | 1.5 | 13.34% | 0.74662
3 | 25 | 15 | 30 | 3.803 | 7.1252 | 0.031297 | -0.00014 | -0.001951 | -0.00975 | 1.5 | 13.34% | 3.3222
3 | 25 | 16 | 30 | 0 | 4.2556 | 0.03366 | -1.32e-06 | -0.0013727 | -0.00686 | 1.5 | 13.34% | 4.2556
3 | 25 | 17 | 30 | 0 | 5.4523 | 0.010488 | 0 | -0.00054227 | -0.00271 | 1.5 | 13.34% | 5.4523
3 | 25 | 18 | 30 | 100 | 7.2201 | 0.000167 | 0 | -1.1246e-05 | -5.62e-05 | 1.5 | 13.34% | 92.7799
3 | 25 | 19 | 30 | 100 | 100 | 0 | 0 | 0 | 0 | 1.5 | 13.34% | 0
3 | 25 | 20 | 30 | 100 | 100 | 0 | 0 | 0 | 0 | 1.5 | 13.34% | 0
3 | 25 | 21 | 30 | 100 | 100 | 0 | 0 | 0 | 0 | 1.5 | 13.34% | 0
3 | 25 | 22 | 30 | 100 | 100 | 0 | 0 | 0 | 0 | 1.5 | 13.34% | 0
3 | 25 | 23 | 30 | 100 | 100 | 0 | 0 | 0 | 0 | 1.5 | 13.34% | 0
3 | 26 | 0 | 30 | 100 | 100 | 0 | 0 | 0 | 0 | 1.5 | 13.34% | 0
3 | 26 | 1 | 30 | 100 | 100 | 0 | 0 | 0 | 0 | 1.5 | 13.34% | 0
3 | 26 | 2 | 30 | 100 | 100 | 0 | 0 | 0 | 0 | 1.5 | 13.34% | 0
3 | 26 | 3 | 30 | 100 | 100 | 0 | 0 | 0 | 0 | 1.5 | 13.34% | 0
3 | 26 | 4 | 30 | 100 | 100 | 0 | 0 | 0 | 0 | 1.5 | 13.34% | 0
3 | 26 | 5 | 30 | 100 | 100 | 0 | 0 | 0 | 0 | 1.5 | 13.34% | 0
3 | 26 | 6 | 30 | 0 | 5.0124 | 0.008091 | 0 | -0.00038619 | -0.00193 | 1.5 | 13.34% | 5.0124
3 | 26 | 7 | 30 | 0 | 1.1148 | 0.052995 | 0 | -0.00058429 | -0.00292 | 1.5 | 13.34% | 1.1148
3 | 26 | 8 | 30 | 1.825 | 4.4202 | 0.09675 | -0.00333 | -0.00090645 | -0.00453 | 1.5 | 13.34% | 2.5952
3 | 26 | 9 | 30 | 9.541 | 12.0799 | 0.14407 | -0.01641 | -0.00088644 | -0.00443 | 1.5 | 13.34% | 2.5389
3 | 26 | 10 | 30 | 14.897 | 16.8801 | 0.1834 | -0.03006 | -0.00076838 | -0.00384 | 1.5 | 13.34% | 1.9831
3 | 26 | 11 | 30 | 19.089 | 20.3089 | 0.19905 | -0.03938 | -0.00086843 | -0.00434 | 1.5 | 13.34% | 1.2199
3 | 26 | 12 | 30 | 19.744 | 12.2572 | 0.084666 | -0.00613 | -0.0037839 | -0.01891 | 1.5 | 13.34% | 7.4868
3 | 26 | 13 | 30 | 15.719 | 15.1399 | 0.1283 | -0.01654 | -0.0025053 | -0.01252 | 1.5 | 13.34% | 0.57906
3 | 26 | 14 | 30 | 10.603 | 11.3004 | 0.10278 | -0.00906 | -0.0022951 | -0.01147 | 1.5 | 13.34% | 0.69736
3 | 26 | 15 | 30 | 3.456 | 7.1311 | 0.030742 | -0.00013 | -0.001925 | -0.00962 | 1.5 | 13.34% | 3.6751
3 | 26 | 16 | 30 | 0 | 6.9423 | 0.014334 | -5e-08 | -0.00093046 | -0.00465 | 1.5 | 13.34% | 6.9423
3 | 26 | 17 | 30 | 0 | 7.1303 | 0.00466 | 0 | -0.00031015 | -0.00155 | 1.5 | 13.34% | 7.1303
3 | 26 | 18 | 30 | 100 | 100 | 0 | 0 | 0 | 0 | 1.5 | 13.34% | 0
3 | 26 | 19 | 30 | 100 | 100 | 0 | 0 | 0 | 0 | 1.5 | 13.34% | 0
3 | 26 | 20 | 30 | 100 | 100 | 0 | 0 | 0 | 0 | 1.5 | 13.34% | 0
3 | 26 | 21 | 30 | 100 | 100 | 0 | 0 | 0 | 0 | 1.5 | 13.34% | 0
3 | 26 | 22 | 30 | 100 | 100 | 0 | 0 | 0 | 0 | 1.5 | 13.34% | 0
3 | 26 | 23 | 30 | 100 | 100 | 0 | 0 | 0 | 0 | 1.5 | 13.34% | 0
3 | 27 | 0 | 30 | 100 | 100 | 0 | 0 | 0 | 0 | 1.5 | 13.34% | 0
3 | 27 | 1 | 30 | 100 | 100 | 0 | 0 | 0 | 0 | 1.5 | 13.34% | 0
3 | 27 | 2 | 30 | 100 | 100 | 0 | 0 | 0 | 0 | 1.5 | 13.34% | 0
3 | 27 | 3 | 30 | 100 | 100 | 0 | 0 | 0 | 0 | 1.5 | 13.34% | 0
3 | 27 | 4 | 30 | 100 | 100 | 0 | 0 | 0 | 0 | 1.5 | 13.34% | 0
3 | 27 | 5 | 30 | 100 | 100 | 0 | 0 | 0 | 0 | 1.5 | 13.34% | 0
3 | 27 | 6 | 30 | 0 | 7.0516 | 0.005711 | 0 | -0.00037619 | -0.00188 | 1.5 | 13.34% | 7.0516
3 | 27 | 7 | 30 | 0 | 4.2478 | 0.031478 | 0 | -0.0012826 | -0.00641 | 1.5 | 13.34% | 4.2478
3 | 27 | 8 | 30 | 1.645 | 4.2815 | 0.079469 | -0.00185 | -0.0014887 | -0.00744 | 1.5 | 13.34% | 2.6365
3 | 27 | 9 | 30 | 9.06 | 10.4965 | 0.12344 | -0.01125 | -0.0015448 | -0.00772 | 1.5 | 13.34% | 1.4365
3 | 27 | 10 | 30 | 14.287 | 15.3587 | 0.17982 | -0.0266 | -0.00088244 | -0.00441 | 1.5 | 13.34% | 1.0717
3 | 27 | 11 | 30 | 18.428 | 18.6495 | 0.202 | -0.03672 | -0.0008024 | -0.00401 | 1.5 | 13.34% | 0.22153
3 | 27 | 12 | 30 | 19.042 | 18.9447 | 0.19932 | -0.03668 | -0.00090845 | -0.00454 | 1.5 | 13.34% | 0.097309
3 | 27 | 13 | 30 | 15.022 | 15.9048 | 0.18117 | -0.02772 | -0.00094447 | -0.00472 | 1.5 | 13.34% | 0.88278
3 | 27 | 14 | 30 | 10.031 | 11.6315 | 0.15208 | -0.01676 | -0.00083242 | -0.00416 | 1.5 | 13.34% | 1.6005
3 | 27 | 15 | 30 | 3.135 | 5.403 | 0.10043 | -0.00434 | -0.0010305 | -0.00515 | 1.5 | 13.34% | 2.268
3 | 27 | 16 | 30 | 0 | 2.6576 | 0.04483 | 0 | -0.0011606 | -0.0058 | 1.5 | 13.34% | 2.6576
3 | 27 | 17 | 30 | 0 | 3.3558 | 0.013312 | 0 | -0.00043222 | -0.00216 | 1.5 | 13.34% | 3.3558
3 | 27 | 18 | 30 | 100 | 7.0325 | 0.000335 | 0 | -2.2011e-05 | -0.00011 | 1.5 | 13.34% | 92.9675
3 | 27 | 19 | 30 | 100 | 100 | 0 | 0 | 0 | 0 | 1.5 | 13.34% | 0
3 | 27 | 20 | 30 | 100 | 100 | 0 | 0 | 0 | 0 | 1.5 | 13.34% | 0
3 | 27 | 21 | 30 | 100 | 100 | 0 | 0 | 0 | 0 | 1.5 | 13.34% | 0
3 | 27 | 22 | 30 | 100 | 100 | 0 | 0 | 0 | 0 | 1.5 | 13.34% | 0
3 | 27 | 23 | 30 | 100 | 100 | 0 | 0 | 0 | 0 | 1.5 | 13.34% | 0
3 | 28 | 0 | 30 | 100 | 100 | 0 | 0 | 0 | 0 | 1.5 | 13.34% | 0
3 | 28 | 1 | 30 | 100 | 100 | 0 | 0 | 0 | 0 | 1.5 | 13.34% | 0
3 | 28 | 2 | 30 | 100 | 100 | 0 | 0 | 0 | 0 | 1.5 | 13.34% | 0
3 | 28 | 3 | 30 | 100 | 100 | 0 | 0 | 0 | 0 | 1.5 | 13.34% | 0
3 | 28 | 4 | 30 | 100 | 100 | 0 | 0 | 0 | 0 | 1.5 | 13.34% | 0
3 | 28 | 5 | 30 | 100 | 100 | 0 | 0 | 0 | 0 | 1.5 | 13.34% | 0
3 | 28 | 6 | 30 | 0 | 4.5176 | 0.00912 | 0 | -0.0003942 | -0.00197 | 1.5 | 13.34% | 4.5176
3 | 28 | 7 | 30 | 0 | 0.95231 | 0.056 | 0 | -0.00052826 | -0.00264 | 1.5 | 13.34% | 0.95231
3 | 28 | 8 | 30 | 1.481 | 3.4575 | 0.11184 | -0.00337 | -0.00048024 | -0.0024 | 1.5 | 13.34% | 1.9765
3 | 28 | 9 | 30 | 8.569 | 10.86 | 0.1574 | -0.01602 | -0.00096848 | -0.00484 | 1.5 | 13.34% | 2.291
3 | 28 | 10 | 30 | 13.718 | 15.2796 | 0.19231 | -0.02815 | -0.0010705 | -0.00535 | 1.5 | 13.34% | 1.5616
3 | 28 | 11 | 30 | 17.759 | 18.4276 | 0.21115 | -0.03759 | -0.0011146 | -0.00557 | 1.5 | 13.34% | 0.66863
3 | 28 | 12 | 30 | 18.259 | 18.8224 | 0.21223 | -0.03862 | -0.0011166 | -0.00558 | 1.5 | 13.34% | 0.56337
3 | 28 | 13 | 30 | 14.359 | 15.8687 | 0.19554 | -0.02978 | -0.0010785 | -0.00539 | 1.5 | 13.34% | 1.5097
3 | 28 | 14 | 30 | 9.43 | 11.5946 | 0.16267 | -0.01776 | -0.00098649 | -0.00493 | 1.5 | 13.34% | 2.1646
3 | 28 | 15 | 30 | 2.796 | 5.217 | 0.11859 | -0.00569 | -0.00047224 | -0.00236 | 1.5 | 13.34% | 2.421
3 | 28 | 16 | 30 | 0 | 0.82115 | 0.063141 | 0 | -0.00051426 | -0.00257 | 1.5 | 13.34% | 0.82115
3 | 28 | 17 | 30 | 0 | 3.2794 | 0.013549 | 0 | -0.00043021 | -0.00215 | 1.5 | 13.34% | 3.2794
3 | 28 | 18 | 30 | 100 | 7.0325 | 0.000335 | 0 | -2.2011e-05 | -0.00011 | 1.5 | 13.34% | 92.9675
3 | 28 | 19 | 30 | 100 | 100 | 0 | 0 | 0 | 0 | 1.5 | 13.34% | 0
3 | 28 | 20 | 30 | 100 | 100 | 0 | 0 | 0 | 0 | 1.5 | 13.34% | 0
3 | 28 | 21 | 30 | 100 | 100 | 0 | 0 | 0 | 0 | 1.5 | 13.34% | 0
3 | 28 | 22 | 30 | 100 | 100 | 0 | 0 | 0 | 0 | 1.5 | 13.34% | 0
3 | 28 | 23 | 30 | 100 | 100 | 0 | 0 | 0 | 0 | 1.5 | 13.34% | 0
3 | 29 | 0 | 30 | 100 | 100 | 0 | 0 | 0 | 0 | 1.5 | 13.34% | 0
3 | 29 | 1 | 30 | 100 | 100 | 0 | 0 | 0 | 0 | 1.5 | 13.34% | 0
3 | 29 | 2 | 30 | 100 | 100 | 0 | 0 | 0 | 0 | 1.5 | 13.34% | 0
3 | 29 | 3 | 30 | 100 | 100 | 0 | 0 | 0 | 0 | 1.5 | 13.34% | 0
3 | 29 | 4 | 30 | 100 | 100 | 0 | 0 | 0 | 0 | 1.5 | 13.34% | 0
3 | 29 | 5 | 30 | 100 | 100 | 0 | 0 | 0 | 0 | 1.5 | 13.34% | 0
3 | 29 | 6 | 30 | 0 | 6.7288 | 0.007903 | 0 | -0.00049825 | -0.00249 | 1.5 | 13.34% | 6.7288
3 | 29 | 7 | 30 | 0 | 6.7462 | 0.018934 | 0 | -0.0011966 | -0.00598 | 1.5 | 13.34% | 6.7462
3 | 29 | 8 | 30 | 1.319 | 6.8249 | 0.031761 | -5.36e-05 | -0.001979 | -0.00989 | 1.5 | 13.34% | 5.5059
3 | 29 | 9 | 30 | 8.075 | 8.8561 | 0.091906 | -0.00541 | -0.0025073 | -0.01253 | 1.5 | 13.34% | 0.78111
3 | 29 | 10 | 30 | 13.139 | 7.5806 | 0.039304 | -0.00028 | -0.0025093 | -0.01254 | 1.5 | 13.34% | 5.5584
3 | 29 | 11 | 30 | 17.007 | 7.8024 | 0.042377 | -0.00039 | -0.0027054 | -0.01352 | 1.5 | 13.34% | 9.2046
3 | 29 | 12 | 30 | 17.534 | 7.4282 | 0.029475 | -0.0001 | -0.001945 | -0.00972 | 1.5 | 13.34% | 10.1058
3 | 29 | 13 | 30 | 13.702 | 7.3602 | 0.027626 | -7.84e-05 | -0.0018209 | -0.0091 | 1.5 | 13.34% | 6.3418
3 | 29 | 14 | 30 | 8.888 | 7.3733 | 0.034349 | -0.00018 | -0.0021911 | -0.01095 | 1.5 | 13.34% | 1.5147
3 | 29 | 15 | 30 | 2.477 | 7.0313 | 0.0263 | -5.02e-05 | -0.0016808 | -0.0084 | 1.5 | 13.34% | 4.5543
3 | 29 | 16 | 30 | 0 | 5.5785 | 0.027873 | 0 | -0.0014727 | -0.00736 | 1.5 | 13.34% | 5.5785
3 | 29 | 17 | 30 | 0 | 4.4073 | 0.012704 | 0 | -0.00053627 | -0.00268 | 1.5 | 13.34% | 4.4073
3 | 29 | 18 | 30 | 100 | 7.0325 | 0.000335 | 0 | -2.2011e-05 | -0.00011 | 1.5 | 13.34% | 92.9675
3 | 29 | 19 | 30 | 100 | 100 | 0 | 0 | 0 | 0 | 1.5 | 13.34% | 0
3 | 29 | 20 | 30 | 100 | 100 | 0 | 0 | 0 | 0 | 1.5 | 13.34% | 0
3 | 29 | 21 | 30 | 100 | 100 | 0 | 0 | 0 | 0 | 1.5 | 13.34% | 0
3 | 29 | 22 | 30 | 100 | 100 | 0 | 0 | 0 | 0 | 1.5 | 13.34% | 0
3 | 29 | 23 | 30 | 100 | 100 | 0 | 0 | 0 | 0 | 1.5 | 13.34% | 0
3 | 30 | 0 | 30 | 100 | 100 | 0 | 0 | 0 | 0 | 1.5 | 13.34% | 0
3 | 30 | 1 | 30 | 100 | 100 | 0 | 0 | 0 | 0 | 1.5 | 13.34% | 0
3 | 30 | 2 | 30 | 100 | 100 | 0 | 0 | 0 | 0 | 1.5 | 13.34% | 0
3 | 30 | 3 | 30 | 100 | 100 | 0 | 0 | 0 | 0 | 1.5 | 13.34% | 0
3 | 30 | 4 | 30 | 100 | 100 | 0 | 0 | 0 | 0 | 1.5 | 13.34% | 0
3 | 30 | 5 | 30 | 100 | 7.2201 | 0.000167 | 0 | -1.1246e-05 | -5.62e-05 | 1.5 | 13.34% | 92.7799
3 | 30 | 6 | 30 | 0 | 3.8399 | 0.010173 | 0 | -0.00037619 | -0.00188 | 1.5 | 13.34% | 3.8399
3 | 30 | 7 | 30 | 0 | 0.788 | 0.059121 | 0 | -0.00046223 | -0.00231 | 1.5 | 13.34% | 0.788
3 | 30 | 8 | 30 | 1.174 | 2.5731 | 0.11463 | -0.0025 | -0.00043822 | -0.00219 | 1.5 | 13.34% | 1.3991
3 | 30 | 9 | 30 | 7.652 | 9.6668 | 0.15943 | -0.01433 | -0.00098649 | -0.00493 | 1.5 | 13.34% | 2.0148
3 | 30 | 10 | 30 | 12.545 | 13.878 | 0.19362 | -0.02564 | -0.0010805 | -0.0054 | 1.5 | 13.34% | 1.333
3 | 30 | 11 | 30 | 16.348 | 17.5735 | 0.21218 | -0.03597 | -0.0011206 | -0.0056 | 1.5 | 13.34% | 1.2255
3 | 30 | 12 | 30 | 16.84 | 17.9452 | 0.21324 | -0.03694 | -0.0011246 | -0.00562 | 1.5 | 13.34% | 1.1052
3 | 30 | 13 | 30 | 13.081 | 14.2295 | 0.19676 | -0.02675 | -0.0010925 | -0.00546 | 1.5 | 13.34% | 1.1485
3 | 30 | 14 | 30 | 8.37 | 10.3281 | 0.16412 | -0.01584 | -0.0010065 | -0.00503 | 1.5 | 13.34% | 1.9581
3 | 30 | 15 | 30 | 2.165 | 4.0745 | 0.12083 | -0.00449 | -0.00041621 | -0.00208 | 1.5 | 13.34% | 1.9095
3 | 30 | 16 | 30 | 0 | 0.6737 | 0.065485 | 0 | -0.00043822 | -0.00219 | 1.5 | 13.34% | 0.6737
3 | 30 | 17 | 30 | 0 | 2.7728 | 0.01424 | 0 | -0.00038419 | -0.00192 | 1.5 | 13.34% | 2.7728
3 | 30 | 18 | 30 | 100 | 7.0325 | 0.00067 | 0 | -4.4022e-05 | -0.00022 | 1.5 | 13.34% | 92.9675
3 | 30 | 19 | 30 | 100 | 100 | 0 | 0 | 0 | 0 | 1.5 | 13.34% | 0
3 | 30 | 20 | 30 | 100 | 100 | 0 | 0 | 0 | 0 | 1.5 | 13.34% | 0
3 | 30 | 21 | 30 | 100 | 100 | 0 | 0 | 0 | 0 | 1.5 | 13.34% | 0
3 | 30 | 22 | 30 | 100 | 100 | 0 | 0 | 0 | 0 | 1.5 | 13.34% | 0
3 | 30 | 23 | 30 | 100 | 100 | 0 | 0 | 0 | 0 | 1.5 | 13.34% | 0
3 | 31 | 0 | 30 | 100 | 100 | 0 | 0 | 0 | 0 | 1.5 | 13.34% | 0
3 | 31 | 1 | 30 | 100 | 100 | 0 | 0 | 0 | 0 | 1.5 | 13.34% | 0
3 | 31 | 2 | 30 | 100 | 100 | 0 | 0 | 0 | 0 | 1.5 | 13.34% | 0
3 | 31 | 3 | 30 | 100 | 100 | 0 | 0 | 0 | 0 | 1.5 | 13.34% | 0
3 | 31 | 4 | 30 | 100 | 100 | 0 | 0 | 0 | 0 | 1.5 | 13.34% | 0
3 | 31 | 5 | 30 | 100 | 100 | 0 | 0 | 0 | 0 | 1.5 | 13.34% | 0
3 | 31 | 6 | 30 | 0 | 5.1781 | 0.010283 | 0 | -0.00050625 | -0.00253 | 1.5 | 13.34% | 5.1781
3 | 31 | 7 | 30 | 0 | 1.3896 | 0.053291 | 0 | -0.00073036 | -0.00365 | 1.5 | 13.34% | 1.3896
3 | 31 | 8 | 30 | 1.026 | 2.1057 | 0.10782 | -0.00159 | -0.00066633 | -0.00333 | 1.5 | 13.34% | 1.0797
3 | 31 | 9 | 30 | 7.167 | 8.5628 | 0.15678 | -0.01276 | -0.00061231 | -0.00306 | 1.5 | 13.34% | 1.3958
3 | 31 | 10 | 30 | 11.914 | 13.0184 | 0.1897 | -0.02352 | -0.0010405 | -0.0052 | 1.5 | 13.34% | 1.1044
3 | 31 | 11 | 30 | 15.65 | 15.8791 | 0.20843 | -0.03184 | -0.0010845 | -0.00542 | 1.5 | 13.34% | 0.22908
3 | 31 | 12 | 30 | 16.104 | 16.2171 | 0.20924 | -0.03267 | -0.0010865 | -0.00543 | 1.5 | 13.34% | 0.11314
3 | 31 | 13 | 30 | 12.386 | 13.5179 | 0.19234 | -0.02481 | -0.0010485 | -0.00524 | 1.5 | 13.34% | 1.1319
3 | 31 | 14 | 30 | 7.808 | 9.1722 | 0.16115 | -0.01413 | -0.0005963 | -0.00298 | 1.5 | 13.34% | 1.3642
3 | 31 | 15 | 30 | 1.896 | 3.4385 | 0.11343 | -0.00324 | -0.00063832 | -0.00319 | 1.5 | 13.34% | 1.5425
3 | 31 | 16 | 30 | 0 | 1.2069 | 0.058897 | 0 | -0.00070235 | -0.00351 | 1.5 | 13.34% | 1.2069
3 | 31 | 17 | 30 | 0 | 4.2965 | 0.013212 | 0 | -0.00054427 | -0.00272 | 1.5 | 13.34% | 4.2965
3 | 31 | 18 | 30 | 100 | 7.0325 | 0.000335 | 0 | -2.2011e-05 | -0.00011 | 1.5 | 13.34% | 92.9675
3 | 31 | 19 | 30 | 100 | 100 | 0 | 0 | 0 | 0 | 1.5 | 13.34% | 0
3 | 31 | 20 | 30 | 100 | 100 | 0 | 0 | 0 | 0 | 1.5 | 13.34% | 0
3 | 31 | 21 | 30 | 100 | 100 | 0 | 0 | 0 | 0 | 1.5 | 13.34% | 0
3 | 31 | 22 | 30 | 100 | 100 | 0 | 0 | 0 | 0 | 1.5 | 13.34% | 0
3 | 31 | 23 | 30 | 100 | 100 | 0 | 0 | 0 | 0 | 1.5 | 13.34% | 0
4 | 1 | 0 | 30 | 100 | 100 | 0 | 0 | 0 | 0 | 1.5 | 13.34% | 0
4 | 1 | 1 | 30 | 100 | 100 | 0 | 0 | 0 | 0 | 1.5 | 13.34% | 0
4 | 1 | 2 | 30 | 100 | 100 | 0 | 0 | 0 | 0 | 1.5 | 13.34% | 0
4 | 1 | 3 | 30 | 100 | 100 | 0 | 0 | 0 | 0 | 1.5 | 13.34% | 0
4 | 1 | 4 | 30 | 100 | 100 | 0 | 0 | 0 | 0 | 1.5 | 13.34% | 0
4 | 1 | 5 | 30 | 100 | 100 | 0 | 0 | 0 | 0 | 1.5 | 13.34% | 0
4 | 1 | 6 | 30 | 0 | 7.1409 | 0.003993 | 0 | -0.00026613 | -0.00133 | 1.5 | 13.34% | 7.1409
4 | 1 | 7 | 30 | 0 | 7.1057 | 0.009893 | 0 | -0.00065633 | -0.00328 | 1.5 | 13.34% | 7.1057
4 | 1 | 8 | 30 | 0.893 | 7.1527 | 0.014596 | -1.96e-06 | -0.00097249 | -0.00486 | 1.5 | 13.34% | 6.2597
4 | 1 | 9 | 30 | 6.728 | 7.2149 | 0.018275 | -7.71e-06 | -0.0012226 | -0.00611 | 1.5 | 13.34% | 0.48695
4 | 1 | 10 | 30 | 11.35 | 7.3578 | 0.029337 | -8.98e-05 | -0.001927 | -0.00963 | 1.5 | 13.34% | 3.9922
4 | 1 | 11 | 30 | 14.993 | 7.3972 | 0.030665 | -0.0001 | -0.002019 | -0.01009 | 1.5 | 13.34% | 7.5958
4 | 1 | 12 | 30 | 15.381 | 7.2499 | 0.023977 | -1.93e-05 | -0.0016028 | -0.00801 | 1.5 | 13.34% | 8.1311
4 | 1 | 13 | 30 | 11.786 | 7.599 | 0.053647 | -0.00041 | -0.0034077 | -0.01703 | 1.5 | 13.34% | 4.187
4 | 1 | 14 | 30 | 7.269 | 7.2186 | 0.020143 | -1.66e-05 | -0.0013407 | -0.0067 | 1.5 | 13.34% | 0.050373
4 | 1 | 15 | 30 | 1.617 | 7.1711 | 0.014761 | -3.43e-06 | -0.00098449 | -0.00492 | 1.5 | 13.34% | 5.5541
4 | 1 | 16 | 30 | 0 | 7.1799 | 0.008543 | 0 | -0.00057229 | -0.00286 | 1.5 | 13.34% | 7.1799
4 | 1 | 17 | 30 | 0 | 7.1787 | 0.003346 | 0 | -0.00022411 | -0.00112 | 1.5 | 13.34% | 7.1787
4 | 1 | 18 | 30 | 100 | 100 | 0 | 0 | 0 | 0 | 1.5 | 13.34% | 0
4 | 1 | 19 | 30 | 100 | 100 | 0 | 0 | 0 | 0 | 1.5 | 13.34% | 0
4 | 1 | 20 | 30 | 100 | 100 | 0 | 0 | 0 | 0 | 1.5 | 13.34% | 0
4 | 1 | 21 | 30 | 100 | 100 | 0 | 0 | 0 | 0 | 1.5 | 13.34% | 0
4 | 1 | 22 | 30 | 100 | 100 | 0 | 0 | 0 | 0 | 1.5 | 13.34% | 0
4 | 1 | 23 | 30 | 100 | 100 | 0 | 0 | 0 | 0 | 1.5 | 13.34% | 0
4 | 2 | 0 | 30 | 100 | 100 | 0 | 0 | 0 | 0 | 1.5 | 13.34% | 0
4 | 2 | 1 | 30 | 100 | 100 | 0 | 0 | 0 | 0 | 1.5 | 13.34% | 0
4 | 2 | 2 | 30 | 100 | 100 | 0 | 0 | 0 | 0 | 1.5 | 13.34% | 0
4 | 2 | 3 | 30 | 100 | 100 | 0 | 0 | 0 | 0 | 1.5 | 13.34% | 0
4 | 2 | 4 | 30 | 100 | 100 | 0 | 0 | 0 | 0 | 1.5 | 13.34% | 0
4 | 2 | 5 | 30 | 100 | 100 | 0 | 0 | 0 | 0 | 1.5 | 13.34% | 0
4 | 2 | 6 | 30 | 0 | 7.0418 | 0.007513 | 0 | -0.00049425 | -0.00247 | 1.5 | 13.34% | 7.0418
4 | 2 | 7 | 30 | 0 | 7.0006 | 0.01361 | 0 | -0.00089045 | -0.00445 | 1.5 | 13.34% | 7.0006
4 | 2 | 8 | 30 | 0.758 | 7.084 | 0.017998 | -4.33e-06 | -0.0011866 | -0.00593 | 1.5 | 13.34% | 6.326
4 | 2 | 9 | 30 | 6.266 | 7.2062 | 0.022537 | -2.59e-05 | -0.0014907 | -0.00745 | 1.5 | 13.34% | 0.94025
4 | 2 | 10 | 30 | 10.774 | 7.264 | 0.025036 | -3.5e-05 | -0.0016628 | -0.00831 | 1.5 | 13.34% | 3.51
4 | 2 | 11 | 30 | 14.332 | 7.4919 | 0.036022 | -0.00018 | -0.0023432 | -0.01171 | 1.5 | 13.34% | 6.8401
4 | 2 | 12 | 30 | 14.651 | 7.3767 | 0.030141 | -8.77e-05 | -0.001989 | -0.00994 | 1.5 | 13.34% | 7.2743
4 | 2 | 13 | 30 | 11.144 | 7.2728 | 0.025546 | -3.98e-05 | -0.0016948 | -0.00847 | 1.5 | 13.34% | 3.8712
4 | 2 | 14 | 30 | 6.768 | 7.2158 | 0.02014 | -1.37e-05 | -0.0013427 | -0.00671 | 1.5 | 13.34% | 0.44776
4 | 2 | 15 | 30 | 1.35 | 7.1646 | 0.014759 | -2.4e-06 | -0.00098449 | -0.00492 | 1.5 | 13.34% | 5.8146
4 | 2 | 16 | 30 | 0 | 7.1508 | 0.009385 | 0 | -0.00062631 | -0.00313 | 1.5 | 13.34% | 7.1508
4 | 2 | 17 | 30 | 0 | 7.1787 | 0.003346 | 0 | -0.00022411 | -0.00112 | 1.5 | 13.34% | 7.1787
4 | 2 | 18 | 30 | 100 | 100 | 0 | 0 | 0 | 0 | 1.5 | 13.34% | 0
4 | 2 | 19 | 30 | 100 | 100 | 0 | 0 | 0 | 0 | 1.5 | 13.34% | 0
4 | 2 | 20 | 30 | 100 | 100 | 0 | 0 | 0 | 0 | 1.5 | 13.34% | 0
4 | 2 | 21 | 30 | 100 | 100 | 0 | 0 | 0 | 0 | 1.5 | 13.34% | 0
4 | 2 | 22 | 30 | 100 | 100 | 0 | 0 | 0 | 0 | 1.5 | 13.34% | 0
4 | 2 | 23 | 30 | 100 | 100 | 0 | 0 | 0 | 0 | 1.5 | 13.34% | 0
4 | 3 | 0 | 30 | 100 | 100 | 0 | 0 | 0 | 0 | 1.5 | 13.34% | 0
4 | 3 | 1 | 30 | 100 | 100 | 0 | 0 | 0 | 0 | 1.5 | 13.34% | 0
4 | 3 | 2 | 30 | 100 | 100 | 0 | 0 | 0 | 0 | 1.5 | 13.34% | 0
4 | 3 | 3 | 30 | 100 | 100 | 0 | 0 | 0 | 0 | 1.5 | 13.34% | 0
4 | 3 | 4 | 30 | 100 | 100 | 0 | 0 | 0 | 0 | 1.5 | 13.34% | 0
4 | 3 | 5 | 30 | 100 | 100 | 0 | 0 | 0 | 0 | 1.5 | 13.34% | 0
4 | 3 | 6 | 30 | 0 | 7.1842 | 0.003672 | 0 | -0.00024612 | -0.00123 | 1.5 | 13.34% | 7.1842
4 | 3 | 7 | 30 | 0 | 7.1634 | 0.008711 | 0 | -0.00058229 | -0.00291 | 1.5 | 13.34% | 7.1634
4 | 3 | 8 | 30 | 0.62 | 7.1508 | 0.014591 | -1.34e-06 | -0.00097249 | -0.00486 | 1.5 | 13.34% | 6.5308
4 | 3 | 9 | 30 | 5.793 | 7.2074 | 0.020312 | -1.38e-05 | -0.0013527 | -0.00676 | 1.5 | 13.34% | 1.4144
4 | 3 | 10 | 30 | 10.187 | 7.4733 | 0.057036 | -0.00037 | -0.0036218 | -0.0181 | 1.5 | 13.34% | 2.7137
4 | 3 | 11 | 30 | 13.637 | 9.8036 | 0.084236 | -0.00391 | -0.00396 | -0.01979 | 1.5 | 13.34% | 3.8334
4 | 3 | 12 | 30 | 13.936 | 12.7251 | 0.12465 | -0.01221 | -0.0032396 | -0.01619 | 1.5 | 13.34% | 1.2109
4 | 3 | 13 | 30 | 10.544 | 10.9641 | 0.12934 | -0.01127 | -0.0026233 | -0.01311 | 1.5 | 13.34% | 0.42007
4 | 3 | 14 | 30 | 6.268 | 7.752 | 0.10973 | -0.0061 | -0.0022331 | -0.01116 | 1.5 | 13.34% | 1.484
4 | 3 | 15 | 30 | 1.13 | 3.8122 | 0.080686 | -0.00125 | -0.0017589 | -0.00879 | 1.5 | 13.34% | 2.6822
4 | 3 | 16 | 30 | 0 | 3.786 | 0.039165 | 0 | -0.0014287 | -0.00714 | 1.5 | 13.34% | 3.786
4 | 3 | 17 | 30 | 0 | 2.8825 | 0.014641 | 0 | -0.00041021 | -0.00205 | 1.5 | 13.34% | 2.8825
4 | 3 | 18 | 30 | 100 | 100 | 0 | 0 | 0 | 0 | 1.5 | 13.34% | 0
4 | 3 | 19 | 30 | 100 | 100 | 0 | 0 | 0 | 0 | 1.5 | 13.34% | 0
4 | 3 | 20 | 30 | 100 | 100 | 0 | 0 | 0 | 0 | 1.5 | 13.34% | 0
4 | 3 | 21 | 30 | 100 | 100 | 0 | 0 | 0 | 0 | 1.5 | 13.34% | 0
4 | 3 | 22 | 30 | 100 | 100 | 0 | 0 | 0 | 0 | 1.5 | 13.34% | 0
4 | 3 | 23 | 30 | 100 | 100 | 0 | 0 | 0 | 0 | 1.5 | 13.34% | 0
4 | 4 | 0 | 30 | 100 | 100 | 0 | 0 | 0 | 0 | 1.5 | 13.34% | 0
4 | 4 | 1 | 30 | 100 | 100 | 0 | 0 | 0 | 0 | 1.5 | 13.34% | 0
4 | 4 | 2 | 30 | 100 | 100 | 0 | 0 | 0 | 0 | 1.5 | 13.34% | 0
4 | 4 | 3 | 30 | 100 | 100 | 0 | 0 | 0 | 0 | 1.5 | 13.34% | 0
4 | 4 | 4 | 30 | 100 | 100 | 0 | 0 | 0 | 0 | 1.5 | 13.34% | 0
4 | 4 | 5 | 30 | 100 | 100 | 0 | 0 | 0 | 0 | 1.5 | 13.34% | 0
4 | 4 | 6 | 30 | 0 | 4.8643 | 0.012208 | 0 | -0.00056628 | -0.00283 | 1.5 | 13.34% | 4.8643
4 | 4 | 7 | 30 | 0 | 1.3717 | 0.05575 | 0 | -0.00075438 | -0.00377 | 1.5 | 13.34% | 1.3717
4 | 4 | 8 | 30 | 0.511 | 1.7113 | 0.10117 | -0.00073 | -0.00098449 | -0.00492 | 1.5 | 13.34% | 1.2003
4 | 4 | 9 | 30 | 5.338 | 6.1984 | 0.15321 | -0.00867 | -0.00077839 | -0.00389 | 1.5 | 13.34% | 0.86044
4 | 4 | 10 | 30 | 9.646 | 10.1164 | 0.191 | -0.01817 | -0.0010465 | -0.00523 | 1.5 | 13.34% | 0.47044
4 | 4 | 11 | 30 | 12.929 | 13.2796 | 0.20352 | -0.02607 | -0.00084442 | -0.00422 | 1.5 | 13.34% | 0.35056
4 | 4 | 12 | 30 | 13.223 | 13.4193 | 0.18775 | -0.02369 | -0.0013267 | -0.00663 | 1.5 | 13.34% | 0.19628
4 | 4 | 13 | 30 | 9.959 | 10.5383 | 0.18469 | -0.01847 | -0.00089845 | -0.00449 | 1.5 | 13.34% | 0.57927
4 | 4 | 14 | 30 | 5.751 | 7.2675 | 0.12237 | -0.00691 | -0.0018489 | -0.00924 | 1.5 | 13.34% | 1.5165
4 | 4 | 15 | 30 | 0.922 | 4.7735 | 0.059351 | -0.00042 | -0.0023032 | -0.01151 | 1.5 | 13.34% | 3.8515
4 | 4 | 16 | 30 | 0 | 6.0841 | 0.02697 | 0 | -0.0015468 | -0.00773 | 1.5 | 13.34% | 6.0841
4 | 4 | 17 | 30 | 0 | 6.9282 | 0.010562 | 0 | -0.00068434 | -0.00342 | 1.5 | 13.34% | 6.9282
4 | 4 | 18 | 30 | 100 | 100 | 0 | 0 | 0 | 0 | 1.5 | 13.34% | 0
4 | 4 | 19 | 30 | 100 | 100 | 0 | 0 | 0 | 0 | 1.5 | 13.34% | 0
4 | 4 | 20 | 30 | 100 | 100 | 0 | 0 | 0 | 0 | 1.5 | 13.34% | 0
4 | 4 | 21 | 30 | 100 | 100 | 0 | 0 | 0 | 0 | 1.5 | 13.34% | 0
4 | 4 | 22 | 30 | 100 | 100 | 0 | 0 | 0 | 0 | 1.5 | 13.34% | 0
4 | 4 | 23 | 30 | 100 | 100 | 0 | 0 | 0 | 0 | 1.5 | 13.34% | 0
4 | 5 | 0 | 30 | 100 | 100 | 0 | 0 | 0 | 0 | 1.5 | 13.34% | 0
4 | 5 | 1 | 30 | 100 | 100 | 0 | 0 | 0 | 0 | 1.5 | 13.34% | 0
4 | 5 | 2 | 30 | 100 | 100 | 0 | 0 | 0 | 0 | 1.5 | 13.34% | 0
4 | 5 | 3 | 30 | 100 | 100 | 0 | 0 | 0 | 0 | 1.5 | 13.34% | 0
4 | 5 | 4 | 30 | 100 | 100 | 0 | 0 | 0 | 0 | 1.5 | 13.34% | 0
4 | 5 | 5 | 30 | 100 | 100 | 0 | 0 | 0 | 0 | 1.5 | 13.34% | 0
4 | 5 | 6 | 30 | 0 | 4.5601 | 0.012801 | 0 | -0.00055828 | -0.00279 | 1.5 | 13.34% | 4.5601
4 | 5 | 7 | 30 | 0 | 3.0897 | 0.043063 | 0 | -0.0012906 | -0.00645 | 1.5 | 13.34% | 3.0897
4 | 5 | 8 | 30 | 0.404 | 4.1953 | 0.061143 | -0.00023 | -0.0022411 | -0.0112 | 1.5 | 13.34% | 3.7913
4 | 5 | 9 | 30 | 4.928 | 6.2159 | 0.16433 | -0.00912 | -0.0010305 | -0.00515 | 1.5 | 13.34% | 1.2879
4 | 5 | 10 | 30 | 9.039 | 10.1146 | 0.19459 | -0.01849 | -0.0010825 | -0.00541 | 1.5 | 13.34% | 1.0756
4 | 5 | 11 | 30 | 12.274 | 13.1795 | 0.21118 | -0.02658 | -0.0011066 | -0.00553 | 1.5 | 13.34% | 0.90546
4 | 5 | 12 | 30 | 12.501 | 13.5927 | 0.21419 | -0.02783 | -0.0011306 | -0.00565 | 1.5 | 13.34% | 1.0917
4 | 5 | 13 | 30 | 9.326 | 10.5064 | 0.19408 | -0.01921 | -0.0010685 | -0.00534 | 1.5 | 13.34% | 1.1804
4 | 5 | 14 | 30 | 5.263 | 7.2769 | 0.1623 | -0.01119 | -0.00057829 | -0.00289 | 1.5 | 13.34% | 2.0139
4 | 5 | 15 | 30 | 0.708 | 2.1768 | 0.11145 | -0.00169 | -0.00072036 | -0.0036 | 1.5 | 13.34% | 1.4688
4 | 5 | 16 | 30 | 0 | 0.96276 | 0.062323 | 0 | -0.0005943 | -0.00297 | 1.5 | 13.34% | 0.96276
4 | 5 | 17 | 30 | 0 | 2.8986 | 0.014846 | 0 | -0.00041821 | -0.00209 | 1.5 | 13.34% | 2.8986
4 | 5 | 18 | 30 | 100 | 100 | 0 | 0 | 0 | 0 | 1.5 | 13.34% | 0
4 | 5 | 19 | 30 | 100 | 100 | 0 | 0 | 0 | 0 | 1.5 | 13.34% | 0
4 | 5 | 20 | 30 | 100 | 100 | 0 | 0 | 0 | 0 | 1.5 | 13.34% | 0
4 | 5 | 21 | 30 | 100 | 100 | 0 | 0 | 0 | 0 | 1.5 | 13.34% | 0
4 | 5 | 22 | 30 | 100 | 100 | 0 | 0 | 0 | 0 | 1.5 | 13.34% | 0
4 | 5 | 23 | 30 | 100 | 100 | 0 | 0 | 0 | 0 | 1.5 | 13.34% | 0
4 | 6 | 0 | 30 | 100 | 100 | 0 | 0 | 0 | 0 | 1.5 | 13.34% | 0
4 | 6 | 1 | 30 | 100 | 100 | 0 | 0 | 0 | 0 | 1.5 | 13.34% | 0
4 | 6 | 2 | 30 | 100 | 100 | 0 | 0 | 0 | 0 | 1.5 | 13.34% | 0
4 | 6 | 3 | 30 | 100 | 100 | 0 | 0 | 0 | 0 | 1.5 | 13.34% | 0
4 | 6 | 4 | 30 | 100 | 100 | 0 | 0 | 0 | 0 | 1.5 | 13.34% | 0
4 | 6 | 5 | 30 | 100 | 100 | 0 | 0 | 0 | 0 | 1.5 | 13.34% | 0
4 | 6 | 6 | 30 | 0 | 2.8361 | 0.013713 | 0 | -0.00037819 | -0.00189 | 1.5 | 13.34% | 2.8361
4 | 6 | 7 | 30 | 0 | 0.7711 | 0.063283 | 0 | -0.00048424 | -0.00242 | 1.5 | 13.34% | 0.7711
4 | 6 | 8 | 30 | 0.311 | 0.79063 | 0.12155 | -0.0006 | -0.00035818 | -0.00179 | 1.5 | 13.34% | 0.47963
4 | 6 | 9 | 30 | 4.488 | 5.1174 | 0.16003 | -0.00755 | -0.0006083 | -0.00304 | 1.5 | 13.34% | 0.62944
4 | 6 | 10 | 30 | 8.543 | 9.3701 | 0.19012 | -0.01702 | -0.00072636 | -0.00363 | 1.5 | 13.34% | 0.82709
4 | 6 | 11 | 30 | 11.616 | 12.3399 | 0.20774 | -0.02443 | -0.0010725 | -0.00536 | 1.5 | 13.34% | 0.72389
4 | 6 | 12 | 30 | 11.79 | 12.7264 | 0.21073 | -0.02558 | -0.0010985 | -0.00549 | 1.5 | 13.34% | 0.93641
4 | 6 | 13 | 30 | 8.691 | 9.6735 | 0.19604 | -0.01777 | -0.0010885 | -0.00544 | 1.5 | 13.34% | 0.98246
4 | 6 | 14 | 30 | 4.756 | 6.1084 | 0.16166 | -0.00924 | -0.0005983 | -0.00299 | 1.5 | 13.34% | 1.3524
4 | 6 | 15 | 30 | 0.525 | 1.48 | 0.11914 | -0.00128 | -0.00047624 | -0.00238 | 1.5 | 13.34% | 0.95501
4 | 6 | 16 | 30 | 0 | 0.74681 | 0.065056 | 0 | -0.00048224 | -0.00241 | 1.5 | 13.34% | 0.74681
4 | 6 | 17 | 30 | 0 | 3.0312 | 0.014895 | 0 | -0.00043822 | -0.00219 | 1.5 | 13.34% | 3.0312
4 | 6 | 18 | 30 | 100 | 100 | 0 | 0 | 0 | 0 | 1.5 | 13.34% | 0
4 | 6 | 19 | 30 | 100 | 100 | 0 | 0 | 0 | 0 | 1.5 | 13.34% | 0
4 | 6 | 20 | 30 | 100 | 100 | 0 | 0 | 0 | 0 | 1.5 | 13.34% | 0
4 | 6 | 21 | 30 | 100 | 100 | 0 | 0 | 0 | 0 | 1.5 | 13.34% | 0
4 | 6 | 22 | 30 | 100 | 100 | 0 | 0 | 0 | 0 | 1.5 | 13.34% | 0
4 | 6 | 23 | 30 | 100 | 100 | 0 | 0 | 0 | 0 | 1.5 | 13.34% | 0
4 | 7 | 0 | 30 | 100 | 100 | 0 | 0 | 0 | 0 | 1.5 | 13.34% | 0
4 | 7 | 1 | 30 | 100 | 100 | 0 | 0 | 0 | 0 | 1.5 | 13.34% | 0
4 | 7 | 2 | 30 | 100 | 100 | 0 | 0 | 0 | 0 | 1.5 | 13.34% | 0
4 | 7 | 3 | 30 | 100 | 100 | 0 | 0 | 0 | 0 | 1.5 | 13.34% | 0
4 | 7 | 4 | 30 | 100 | 100 | 0 | 0 | 0 | 0 | 1.5 | 13.34% | 0
4 | 7 | 5 | 30 | 100 | 100 | 0 | 0 | 0 | 0 | 1.5 | 13.34% | 0
4 | 7 | 6 | 30 | 0 | 1.9794 | 0.01433 | 0 | -0.00027814 | -0.00139 | 1.5 | 13.34% | 1.9794
4 | 7 | 7 | 30 | 0 | 0.44363 | 0.068411 | 0 | -0.00030215 | -0.00151 | 1.5 | 13.34% | 0.44363
4 | 7 | 8 | 30 | 0.214 | 0.86562 | 0.119 | -0.00058 | -0.00044622 | -0.00223 | 1.5 | 13.34% | 0.65162
4 | 7 | 9 | 30 | 4.047 | 5.1406 | 0.15719 | -0.00734 | -0.00070435 | -0.00352 | 1.5 | 13.34% | 1.0936
4 | 7 | 10 | 30 | 7.905 | 9.3581 | 0.18887 | -0.01683 | -0.00077239 | -0.00386 | 1.5 | 13.34% | 1.4531
4 | 7 | 11 | 30 | 10.955 | 12.3358 | 0.2111 | -0.0248 | -0.0011046 | -0.00552 | 1.5 | 13.34% | 1.3808
4 | 7 | 12 | 30 | 11.125 | 12.7323 | 0.20865 | -0.02535 | -0.0010785 | -0.00539 | 1.5 | 13.34% | 1.6073
4 | 7 | 13 | 30 | 8.125 | 9.6782 | 0.19152 | -0.01739 | -0.0010445 | -0.00522 | 1.5 | 13.34% | 1.5532
4 | 7 | 14 | 30 | 4.269 | 6.151 | 0.16386 | -0.009 | -0.0010165 | -0.00508 | 1.5 | 13.34% | 1.882
4 | 7 | 15 | 30 | 0.374 | 1.4628 | 0.11983 | -0.00129 | -0.00045623 | -0.00228 | 1.5 | 13.34% | 1.0888
4 | 7 | 16 | 30 | 0 | 0.72029 | 0.065475 | 0 | -0.00046823 | -0.00234 | 1.5 | 13.34% | 0.72029
4 | 7 | 17 | 30 | 0 | 2.842 | 0.015061 | 0 | -0.00041621 | -0.00208 | 1.5 | 13.34% | 2.842
4 | 7 | 18 | 30 | 100 | 100 | 0 | 0 | 0 | 0 | 1.5 | 13.34% | 0
4 | 7 | 19 | 30 | 100 | 100 | 0 | 0 | 0 | 0 | 1.5 | 13.34% | 0
4 | 7 | 20 | 30 | 100 | 100 | 0 | 0 | 0 | 0 | 1.5 | 13.34% | 0
4 | 7 | 21 | 30 | 100 | 100 | 0 | 0 | 0 | 0 | 1.5 | 13.34% | 0
4 | 7 | 22 | 30 | 100 | 100 | 0 | 0 | 0 | 0 | 1.5 | 13.34% | 0
4 | 7 | 23 | 30 | 100 | 100 | 0 | 0 | 0 | 0 | 1.5 | 13.34% | 0
4 | 8 | 0 | 30 | 100 | 100 | 0 | 0 | 0 | 0 | 1.5 | 13.34% | 0
4 | 8 | 1 | 30 | 100 | 100 | 0 | 0 | 0 | 0 | 1.5 | 13.34% | 0
4 | 8 | 2 | 30 | 100 | 100 | 0 | 0 | 0 | 0 | 1.5 | 13.34% | 0
4 | 8 | 3 | 30 | 100 | 100 | 0 | 0 | 0 | 0 | 1.5 | 13.34% | 0
4 | 8 | 4 | 30 | 100 | 100 | 0 | 0 | 0 | 0 | 1.5 | 13.34% | 0
4 | 8 | 5 | 30 | 100 | 100 | 0 | 0 | 0 | 0 | 1.5 | 13.34% | 0
4 | 8 | 6 | 30 | 0 | 3.1059 | 0.014614 | 0 | -0.00044022 | -0.0022 | 1.5 | 13.34% | 3.1059
4 | 8 | 7 | 30 | 0 | 7.0105 | 0.0146 | 0 | -0.00095648 | -0.00478 | 1.5 | 13.34% | 7.0105
4 | 8 | 8 | 30 | 0.138 | 1.7018 | 0.094332 | -0.00025 | -0.0013327 | -0.00666 | 1.5 | 13.34% | 1.5638
4 | 8 | 9 | 30 | 3.597 | 4.1234 | 0.15795 | -0.00579 | -0.00069435 | -0.00347 | 1.5 | 13.34% | 0.52644
4 | 8 | 10 | 30 | 7.382 | 7.9663 | 0.19232 | -0.01418 | -0.0010565 | -0.00528 | 1.5 | 13.34% | 0.58425
4 | 8 | 11 | 30 | 10.3 | 10.6482 | 0.21174 | -0.02132 | -0.0011086 | -0.00554 | 1.5 | 13.34% | 0.34825
4 | 8 | 12 | 30 | 10.469 | 10.88 | 0.20658 | -0.0213 | -0.0010605 | -0.0053 | 1.5 | 13.34% | 0.41101
4 | 8 | 13 | 30 | 7.478 | 8.3014 | 0.19132 | -0.0151 | -0.00072236 | -0.00361 | 1.5 | 13.34% | 0.82345
4 | 8 | 14 | 30 | 3.774 | 4.9949 | 0.15986 | -0.0073 | -0.00065233 | -0.00326 | 1.5 | 13.34% | 1.2209
4 | 8 | 15 | 30 | 0.226 | 1.3083 | 0.1107 | -0.00068 | -0.00075838 | -0.00379 | 1.5 | 13.34% | 1.0823
4 | 8 | 16 | 30 | 0 | 1.1199 | 0.060889 | 0 | -0.00067434 | -0.00337 | 1.5 | 13.34% | 1.1199
4 | 8 | 17 | 30 | 0 | 3.0455 | 0.015098 | 0 | -0.00044622 | -0.00223 | 1.5 | 13.34% | 3.0455
4 | 8 | 18 | 30 | 100 | 100 | 0 | 0 | 0 | 0 | 1.5 | 13.34% | 0
4 | 8 | 19 | 30 | 100 | 100 | 0 | 0 | 0 | 0 | 1.5 | 13.34% | 0
4 | 8 | 20 | 30 | 100 | 100 | 0 | 0 | 0 | 0 | 1.5 | 13.34% | 0
4 | 8 | 21 | 30 | 100 | 100 | 0 | 0 | 0 | 0 | 1.5 | 13.34% | 0
4 | 8 | 22 | 30 | 100 | 100 | 0 | 0 | 0 | 0 | 1.5 | 13.34% | 0
4 | 8 | 23 | 30 | 100 | 100 | 0 | 0 | 0 | 0 | 1.5 | 13.34% | 0
4 | 9 | 0 | 30 | 100 | 100 | 0 | 0 | 0 | 0 | 1.5 | 13.34% | 0
4 | 9 | 1 | 30 | 100 | 100 | 0 | 0 | 0 | 0 | 1.5 | 13.34% | 0
4 | 9 | 2 | 30 | 100 | 100 | 0 | 0 | 0 | 0 | 1.5 | 13.34% | 0
4 | 9 | 3 | 30 | 100 | 100 | 0 | 0 | 0 | 0 | 1.5 | 13.34% | 0
4 | 9 | 4 | 30 | 100 | 100 | 0 | 0 | 0 | 0 | 1.5 | 13.34% | 0
4 | 9 | 5 | 30 | 100 | 100 | 0 | 0 | 0 | 0 | 1.5 | 13.34% | 0
4 | 9 | 6 | 30 | 0 | 1.6543 | 0.01537 | 0 | -0.00025012 | -0.00125 | 1.5 | 13.34% | 1.6543
4 | 9 | 7 | 30 | 0 | 0.60364 | 0.067032 | 0 | -0.0004022 | -0.00201 | 1.5 | 13.34% | 0.60364
4 | 9 | 8 | 30 | 0.066 | 0.67859 | 0.12042 | -0.00038 | -0.00043422 | -0.00217 | 1.5 | 13.34% | 0.61259
4 | 9 | 9 | 30 | 3.182 | 4.2071 | 0.16289 | -0.0058 | -0.0010105 | -0.00505 | 1.5 | 13.34% | 1.0251
4 | 9 | 10 | 30 | 6.794 | 7.9687 | 0.19165 | -0.01414 | -0.0010485 | -0.00524 | 1.5 | 13.34% | 1.1747
4 | 9 | 11 | 30 | 9.647 | 10.6475 | 0.21238 | -0.02138 | -0.0011146 | -0.00557 | 1.5 | 13.34% | 1.0005
4 | 9 | 12 | 30 | 9.763 | 10.8565 | 0.1972 | -0.02022 | -0.0010725 | -0.00536 | 1.5 | 13.34% | 1.0935
4 | 9 | 13 | 30 | 6.868 | 7.4805 | 0.07317 | -0.00137 | -0.0038179 | -0.01908 | 1.5 | 13.34% | 0.61254
4 | 9 | 14 | 30 | 3.338 | 5.1781 | 0.13848 | -0.00575 | -0.0013507 | -0.00675 | 1.5 | 13.34% | 1.8401
4 | 9 | 15 | 30 | 0.116 | 1.3234 | 0.11022 | -0.00067 | -0.00077839 | -0.00389 | 1.5 | 13.34% | 1.2074
4 | 9 | 16 | 30 | 0 | 0.72931 | 0.0655 | 0 | -0.00047424 | -0.00237 | 1.5 | 13.34% | 0.72931
4 | 9 | 17 | 30 | 0 | 7.0338 | 0.009013 | 0 | -0.0005923 | -0.00296 | 1.5 | 13.34% | 7.0338
4 | 9 | 18 | 30 | 100 | 100 | 0 | 0 | 0 | 0 | 1.5 | 13.34% | 0
4 | 9 | 19 | 30 | 100 | 100 | 0 | 0 | 0 | 0 | 1.5 | 13.34% | 0
4 | 9 | 20 | 30 | 100 | 100 | 0 | 0 | 0 | 0 | 1.5 | 13.34% | 0
4 | 9 | 21 | 30 | 100 | 100 | 0 | 0 | 0 | 0 | 1.5 | 13.34% | 0
4 | 9 | 22 | 30 | 100 | 100 | 0 | 0 | 0 | 0 | 1.5 | 13.34% | 0
4 | 9 | 23 | 30 | 100 | 100 | 0 | 0 | 0 | 0 | 1.5 | 13.34% | 0
4 | 10 | 0 | 30 | 100 | 100 | 0 | 0 | 0 | 0 | 1.5 | 13.34% | 0
4 | 10 | 1 | 30 | 100 | 100 | 0 | 0 | 0 | 0 | 1.5 | 13.34% | 0
4 | 10 | 2 | 30 | 100 | 100 | 0 | 0 | 0 | 0 | 1.5 | 13.34% | 0
4 | 10 | 3 | 30 | 100 | 100 | 0 | 0 | 0 | 0 | 1.5 | 13.34% | 0
4 | 10 | 4 | 30 | 100 | 100 | 0 | 0 | 0 | 0 | 1.5 | 13.34% | 0
4 | 10 | 5 | 30 | 100 | 100 | 0 | 0 | 0 | 0 | 1.5 | 13.34% | 0
4 | 10 | 6 | 30 | 0 | 1.5084 | 0.01589 | 0 | -0.00023612 | -0.00118 | 1.5 | 13.34% | 1.5084
4 | 10 | 7 | 30 | 0 | 0.49484 | 0.069084 | 0 | -0.00034017 | -0.0017 | 1.5 | 13.34% | 0.49484
4 | 10 | 8 | 30 | 0.013 | 1.8352 | 0.089646 | -5.98e-05 | -0.0015568 | -0.00778 | 1.5 | 13.34% | 1.8222
4 | 10 | 9 | 30 | 2.752 | 3.6917 | 0.15102 | -0.0046 | -0.00094047 | -0.0047 | 1.5 | 13.34% | 0.93969
4 | 10 | 10 | 30 | 6.249 | 7.1996 | 0.17718 | -0.01151 | -0.0011626 | -0.00581 | 1.5 | 13.34% | 0.95062
4 | 10 | 11 | 30 | 8.946 | 9.7015 | 0.21168 | -0.01932 | -0.0011086 | -0.00554 | 1.5 | 13.34% | 0.75548
4 | 10 | 12 | 30 | 9.103 | 10.011 | 0.20787 | -0.01963 | -0.0010725 | -0.00536 | 1.5 | 13.34% | 0.90802
4 | 10 | 13 | 30 | 6.347 | 7.5707 | 0.19318 | -0.01348 | -0.0010645 | -0.00532 | 1.5 | 13.34% | 1.2237
4 | 10 | 14 | 30 | 2.849 | 3.8826 | 0.16269 | -0.00572 | -0.00057429 | -0.00287 | 1.5 | 13.34% | 1.0336
4 | 10 | 15 | 30 | 0.015 | 5.1015 | 0.05213 | -4.53e-05 | -0.0024872 | -0.01243 | 1.5 | 13.34% | 5.0865
4 | 10 | 16 | 30 | 0 | 0.76155 | 0.06513 | 0 | -0.00049225 | -0.00246 | 1.5 | 13.34% | 0.76155
4 | 10 | 17 | 30 | 0 | 2.9894 | 0.015304 | 0 | -0.00044422 | -0.00222 | 1.5 | 13.34% | 2.9894
4 | 10 | 18 | 30 | 100 | 100 | 0 | 0 | 0 | 0 | 1.5 | 13.34% | 0
4 | 10 | 19 | 30 | 100 | 100 | 0 | 0 | 0 | 0 | 1.5 | 13.34% | 0
4 | 10 | 20 | 30 | 100 | 100 | 0 | 0 | 0 | 0 | 1.5 | 13.34% | 0
4 | 10 | 21 | 30 | 100 | 100 | 0 | 0 | 0 | 0 | 1.5 | 13.34% | 0
4 | 10 | 22 | 30 | 100 | 100 | 0 | 0 | 0 | 0 | 1.5 | 13.34% | 0
4 | 10 | 23 | 30 | 100 | 100 | 0 | 0 | 0 | 0 | 1.5 | 13.34% | 0
4 | 11 | 0 | 30 | 100 | 100 | 0 | 0 | 0 | 0 | 1.5 | 13.34% | 0
4 | 11 | 1 | 30 | 100 | 100 | 0 | 0 | 0 | 0 | 1.5 | 13.34% | 0
4 | 11 | 2 | 30 | 100 | 100 | 0 | 0 | 0 | 0 | 1.5 | 13.34% | 0
4 | 11 | 3 | 30 | 100 | 100 | 0 | 0 | 0 | 0 | 1.5 | 13.34% | 0
4 | 11 | 4 | 30 | 100 | 100 | 0 | 0 | 0 | 0 | 1.5 | 13.34% | 0
4 | 11 | 5 | 30 | 100 | 100 | 0 | 0 | 0 | 0 | 1.5 | 13.34% | 0
4 | 11 | 6 | 30 | 0 | 1.9329 | 0.016251 | 0 | -0.00030815 | -0.00154 | 1.5 | 13.34% | 1.9329
4 | 11 | 7 | 30 | 0 | 0.90568 | 0.064207 | 0 | -0.00057629 | -0.00288 | 1.5 | 13.34% | 0.90568
4 | 11 | 8 | 30 | 0 | 0.68751 | 0.11378 | -9.32e-05 | -0.00068434 | -0.00342 | 1.5 | 13.34% | 0.68751
4 | 11 | 9 | 30 | 2.373 | 3.696 | 0.16424 | -0.00501 | -0.0010225 | -0.00511 | 1.5 | 13.34% | 1.323
4 | 11 | 10 | 30 | 5.719 | 7.1997 | 0.19563 | -0.01292 | -0.0010865 | -0.00543 | 1.5 | 13.34% | 1.4807
4 | 11 | 11 | 30 | 8.307 | 9.6997 | 0.21634 | -0.01972 | -0.0011526 | -0.00576 | 1.5 | 13.34% | 1.3927
4 | 11 | 12 | 30 | 8.365 | 10.0077 | 0.21252 | -0.02004 | -0.0011166 | -0.00558 | 1.5 | 13.34% | 1.6427
4 | 11 | 13 | 30 | 5.747 | 7.5689 | 0.19248 | -0.01343 | -0.0010585 | -0.00529 | 1.5 | 13.34% | 1.8219
4 | 11 | 14 | 30 | 2.385 | 4.576 | 0.11826 | -0.00325 | -0.002067 | -0.01033 | 1.5 | 13.34% | 2.191
4 | 11 | 15 | 30 | 0 | 0.7078 | 0.11837 | -0.00033 | -0.00050425 | -0.00252 | 1.5 | 13.34% | 0.7078
4 | 11 | 16 | 30 | 0 | 0.81211 | 0.064583 | 0 | -0.00052026 | -0.0026 | 1.5 | 13.34% | 0.81211
4 | 11 | 17 | 30 | 0 | 2.8577 | 0.015413 | 0 | -0.00042821 | -0.00214 | 1.5 | 13.34% | 2.8577
4 | 11 | 18 | 30 | 100 | 100 | 0 | 0 | 0 | 0 | 1.5 | 13.34% | 0
4 | 11 | 19 | 30 | 100 | 100 | 0 | 0 | 0 | 0 | 1.5 | 13.34% | 0
4 | 11 | 20 | 30 | 100 | 100 | 0 | 0 | 0 | 0 | 1.5 | 13.34% | 0
4 | 11 | 21 | 30 | 100 | 100 | 0 | 0 | 0 | 0 | 1.5 | 13.34% | 0
4 | 11 | 22 | 30 | 100 | 100 | 0 | 0 | 0 | 0 | 1.5 | 13.34% | 0
4 | 11 | 23 | 30 | 100 | 100 | 0 | 0 | 0 | 0 | 1.5 | 13.34% | 0
4 | 12 | 0 | 30 | 100 | 100 | 0 | 0 | 0 | 0 | 1.5 | 13.34% | 0
4 | 12 | 1 | 30 | 100 | 100 | 0 | 0 | 0 | 0 | 1.5 | 13.34% | 0
4 | 12 | 2 | 30 | 100 | 100 | 0 | 0 | 0 | 0 | 1.5 | 13.34% | 0
4 | 12 | 3 | 30 | 100 | 100 | 0 | 0 | 0 | 0 | 1.5 | 13.34% | 0
4 | 12 | 4 | 30 | 100 | 100 | 0 | 0 | 0 | 0 | 1.5 | 13.34% | 0
4 | 12 | 5 | 30 | 100 | 7.2201 | 0.000167 | 0 | -1.1246e-05 | -5.62e-05 | 1.5 | 13.34% | 92.7799
4 | 12 | 6 | 30 | 0 | 1.7874 | 0.016751 | 0 | -0.00029415 | -0.00147 | 1.5 | 13.34% | 1.7874
4 | 12 | 7 | 30 | 0 | 0.55602 | 0.069119 | 0 | -0.00038219 | -0.00191 | 1.5 | 13.34% | 0.55602
4 | 12 | 8 | 30 | 0 | 0.38726 | 0.12086 | 0 | -0.00046623 | -0.00233 | 1.5 | 13.34% | 0.38726
4 | 12 | 9 | 30 | 1.963 | 2.5787 | 0.16098 | -0.00348 | -0.00065433 | -0.00327 | 1.5 | 13.34% | 0.61571
4 | 12 | 10 | 30 | 5.165 | 5.8707 | 0.19366 | -0.01024 | -0.0010665 | -0.00533 | 1.5 | 13.34% | 0.70567
4 | 12 | 11 | 30 | 7.693 | 8.0353 | 0.21563 | -0.01609 | -0.0011446 | -0.00572 | 1.5 | 13.34% | 0.34231
4 | 12 | 12 | 30 | 7.716 | 8.288 | 0.20915 | -0.01616 | -0.0010845 | -0.00542 | 1.5 | 13.34% | 0.57204
4 | 12 | 13 | 30 | 5.178 | 6.0944 | 0.19574 | -0.01077 | -0.0010925 | -0.00546 | 1.5 | 13.34% | 0.91638
4 | 12 | 14 | 30 | 2.016 | 2.9552 | 0.16408 | -0.00379 | -0.0010285 | -0.00514 | 1.5 | 13.34% | 0.93921
4 | 12 | 15 | 30 | 0 | 2.9571 | 0.074354 | -5.2e-05 | -0.002085 | -0.01042 | 1.5 | 13.34% | 2.9571
4 | 12 | 16 | 30 | 0 | 5.4105 | 0.032474 | 0 | -0.0016668 | -0.00833 | 1.5 | 13.34% | 5.4105
4 | 12 | 17 | 30 | 0 | 2.9807 | 0.015486 | 0 | -0.00044822 | -0.00224 | 1.5 | 13.34% | 2.9807
4 | 12 | 18 | 30 | 100 | 100 | 0 | 0 | 0 | 0 | 1.5 | 13.34% | 0
4 | 12 | 19 | 30 | 100 | 100 | 0 | 0 | 0 | 0 | 1.5 | 13.34% | 0
4 | 12 | 20 | 30 | 100 | 100 | 0 | 0 | 0 | 0 | 1.5 | 13.34% | 0
4 | 12 | 21 | 30 | 100 | 100 | 0 | 0 | 0 | 0 | 1.5 | 13.34% | 0
4 | 12 | 22 | 30 | 100 | 100 | 0 | 0 | 0 | 0 | 1.5 | 13.34% | 0
4 | 12 | 23 | 30 | 100 | 100 | 0 | 0 | 0 | 0 | 1.5 | 13.34% | 0
4 | 13 | 0 | 30 | 100 | 100 | 0 | 0 | 0 | 0 | 1.5 | 13.34% | 0
4 | 13 | 1 | 30 | 100 | 100 | 0 | 0 | 0 | 0 | 1.5 | 13.34% | 0
4 | 13 | 2 | 30 | 100 | 100 | 0 | 0 | 0 | 0 | 1.5 | 13.34% | 0
4 | 13 | 3 | 30 | 100 | 100 | 0 | 0 | 0 | 0 | 1.5 | 13.34% | 0
4 | 13 | 4 | 30 | 100 | 100 | 0 | 0 | 0 | 0 | 1.5 | 13.34% | 0
4 | 13 | 5 | 30 | 100 | 7.0325 | 0.000335 | 0 | -2.2011e-05 | -0.00011 | 1.5 | 13.34% | 92.9675
4 | 13 | 6 | 30 | 0 | 1.6389 | 0.017249 | 0 | -0.00027814 | -0.00139 | 1.5 | 13.34% | 1.6389
4 | 13 | 7 | 30 | 0 | 0.63503 | 0.068494 | 0 | -0.00043222 | -0.00216 | 1.5 | 13.34% | 0.63503
4 | 13 | 8 | 30 | 0 | 0.57936 | 0.11533 | 0 | -0.00066433 | -0.00332 | 1.5 | 13.34% | 0.57936
4 | 13 | 9 | 30 | 1.556 | 2.6481 | 0.1567 | -0.00333 | -0.0007984 | -0.00399 | 1.5 | 13.34% | 1.0921
4 | 13 | 10 | 30 | 4.635 | 7.1232 | 0.056733 | -0.00017 | -0.0036138 | -0.01806 | 1.5 | 13.34% | 2.4882
4 | 13 | 11 | 30 | 7.086 | 7.7257 | 0.12114 | -0.00555 | -0.0035358 | -0.01767 | 1.5 | 13.34% | 0.63971
4 | 13 | 12 | 30 | 7.017 | 8.2038 | 0.17618 | -0.01252 | -0.0017869 | -0.00893 | 1.5 | 13.34% | 1.1868
4 | 13 | 13 | 30 | 4.601 | 6.5561 | 0.10634 | -0.00333 | -0.0034177 | -0.01708 | 1.5 | 13.34% | 1.9551
4 | 13 | 14 | 30 | 1.546 | 6.8384 | 0.046742 | -8.8e-05 | -0.0029095 | -0.01454 | 1.5 | 13.34% | 5.2924
4 | 13 | 15 | 30 | 0 | 7.1414 | 0.016604 | -1.75e-07 | -0.0011066 | -0.00553 | 1.5 | 13.34% | 7.1414
4 | 13 | 16 | 30 | 0 | 6.524 | 0.026922 | 0 | -0.0016488 | -0.00824 | 1.5 | 13.34% | 6.524
4 | 13 | 17 | 30 | 0 | 2.8665 | 0.015582 | 0 | -0.00043422 | -0.00217 | 1.5 | 13.34% | 2.8665
4 | 13 | 18 | 30 | 100 | 7.0325 | 0.000335 | 0 | -2.2011e-05 | -0.00011 | 1.5 | 13.34% | 92.9675
4 | 13 | 19 | 30 | 100 | 100 | 0 | 0 | 0 | 0 | 1.5 | 13.34% | 0
4 | 13 | 20 | 30 | 100 | 100 | 0 | 0 | 0 | 0 | 1.5 | 13.34% | 0
4 | 13 | 21 | 30 | 100 | 100 | 0 | 0 | 0 | 0 | 1.5 | 13.34% | 0
4 | 13 | 22 | 30 | 100 | 100 | 0 | 0 | 0 | 0 | 1.5 | 13.34% | 0
4 | 13 | 23 | 30 | 100 | 100 | 0 | 0 | 0 | 0 | 1.5 | 13.34% | 0
4 | 14 | 0 | 30 | 100 | 100 | 0 | 0 | 0 | 0 | 1.5 | 13.34% | 0
4 | 14 | 1 | 30 | 100 | 100 | 0 | 0 | 0 | 0 | 1.5 | 13.34% | 0
4 | 14 | 2 | 30 | 100 | 100 | 0 | 0 | 0 | 0 | 1.5 | 13.34% | 0
4 | 14 | 3 | 30 | 100 | 100 | 0 | 0 | 0 | 0 | 1.5 | 13.34% | 0
4 | 14 | 4 | 30 | 100 | 100 | 0 | 0 | 0 | 0 | 1.5 | 13.34% | 0
4 | 14 | 5 | 30 | 100 | 7.2689 | 0.000502 | 0 | -3.4017e-05 | -0.00017 | 1.5 | 13.34% | 92.7311
4 | 14 | 6 | 30 | 0 | 1.4994 | 0.017745 | 0 | -0.00026213 | -0.00131 | 1.5 | 13.34% | 1.4994
4 | 14 | 7 | 30 | 0 | 6.5797 | 0.027421 | 0 | -0.0016928 | -0.00846 | 1.5 | 13.34% | 6.5797
4 | 14 | 8 | 30 | 0 | 7.0732 | 0.019992 | 0 | -0.0013207 | -0.0066 | 1.5 | 13.34% | 7.0732
4 | 14 | 9 | 30 | 1.165 | 7.1754 | 0.020283 | -1.37e-06 | -0.0013567 | -0.00678 | 1.5 | 13.34% | 6.0104
4 | 14 | 10 | 30 | 4.106 | 7.1057 | 0.035451 | -4.58e-05 | -0.0023092 | -0.01154 | 1.5 | 13.34% | 2.9997
4 | 14 | 11 | 30 | 6.378 | 7.1965 | 0.053727 | -0.00025 | -0.0033737 | -0.01686 | 1.5 | 13.34% | 0.81852
4 | 14 | 12 | 30 | 6.413 | 7.3203 | 0.10966 | -0.00393 | -0.0038179 | -0.01908 | 1.5 | 13.34% | 0.90725
4 | 14 | 13 | 30 | 4.018 | 7.0932 | 0.038568 | -6.56e-05 | -0.0024932 | -0.01246 | 1.5 | 13.34% | 3.0752
4 | 14 | 14 | 30 | 1.118 | 4.8162 | 0.082744 | -0.00073 | -0.0031056 | -0.01552 | 1.5 | 13.34% | 3.6982
4 | 14 | 15 | 30 | 0 | 6.7916 | 0.03181 | 0 | -0.002023 | -0.01011 | 1.5 | 13.34% | 6.7916
4 | 14 | 16 | 30 | 0 | 6.3688 | 0.027939 | 0 | -0.0016728 | -0.00836 | 1.5 | 13.34% | 6.3688
4 | 14 | 17 | 30 | 0 | 7.1424 | 0.007114 | 0 | -0.00047424 | -0.00237 | 1.5 | 13.34% | 7.1424
4 | 14 | 18 | 30 | 100 | 7.2201 | 0.000167 | 0 | -1.1246e-05 | -5.62e-05 | 1.5 | 13.34% | 92.7799
4 | 14 | 19 | 30 | 100 | 100 | 0 | 0 | 0 | 0 | 1.5 | 13.34% | 0
4 | 14 | 20 | 30 | 100 | 100 | 0 | 0 | 0 | 0 | 1.5 | 13.34% | 0
4 | 14 | 21 | 30 | 100 | 100 | 0 | 0 | 0 | 0 | 1.5 | 13.34% | 0
4 | 14 | 22 | 30 | 100 | 100 | 0 | 0 | 0 | 0 | 1.5 | 13.34% | 0
4 | 14 | 23 | 30 | 100 | 100 | 0 | 0 | 0 | 0 | 1.5 | 13.34% | 0
4 | 15 | 0 | 30 | 100 | 100 | 0 | 0 | 0 | 0 | 1.5 | 13.34% | 0
4 | 15 | 1 | 30 | 100 | 100 | 0 | 0 | 0 | 0 | 1.5 | 13.34% | 0
4 | 15 | 2 | 30 | 100 | 100 | 0 | 0 | 0 | 0 | 1.5 | 13.34% | 0
4 | 15 | 3 | 30 | 100 | 100 | 0 | 0 | 0 | 0 | 1.5 | 13.34% | 0
4 | 15 | 4 | 30 | 100 | 100 | 0 | 0 | 0 | 0 | 1.5 | 13.34% | 0
4 | 15 | 5 | 30 | 100 | 7.2201 | 0.000167 | 0 | -1.1246e-05 | -5.62e-05 | 1.5 | 13.34% | 92.7799
4 | 15 | 6 | 30 | 0 | 7.0753 | 0.008903 | 0 | -0.00058829 | -0.00294 | 1.5 | 13.34% | 7.0753
4 | 15 | 7 | 30 | 0 | 7.0271 | 0.015421 | 0 | -0.0010125 | -0.00506 | 1.5 | 13.34% | 7.0271
4 | 15 | 8 | 30 | 0 | 5.2615 | 0.052162 | 0 | -0.0026073 | -0.01303 | 1.5 | 13.34% | 5.2615
4 | 15 | 9 | 30 | 0.823 | 6.1014 | 0.061126 | -0.00015 | -0.0033737 | -0.01686 | 1.5 | 13.34% | 5.2784
4 | 15 | 10 | 30 | 3.585 | 5.4792 | 0.11371 | -0.00275 | -0.0032996 | -0.01649 | 1.5 | 13.34% | 1.8942
4 | 15 | 11 | 30 | 5.774 | 7.2048 | 0.10874 | -0.00369 | -0.0038659 | -0.01932 | 1.5 | 13.34% | 1.4308
4 | 15 | 12 | 30 | 5.771 | 7.3182 | 0.11091 | -0.00403 | -0.0038079 | -0.01903 | 1.5 | 13.34% | 1.5472
4 | 15 | 13 | 30 | 3.479 | 5.4735 | 0.12118 | -0.00341 | -0.0030555 | -0.01527 | 1.5 | 13.34% | 1.9945
4 | 15 | 14 | 30 | 0.718 | 6.8899 | 0.040742 | -4.58e-05 | -0.0025833 | -0.01291 | 1.5 | 13.34% | 6.1719
4 | 15 | 15 | 30 | 0 | 0.6143 | 0.11307 | 0 | -0.00069034 | -0.00345 | 1.5 | 13.34% | 0.6143
4 | 15 | 16 | 30 | 0 | 6.9932 | 0.016593 | 0 | -0.0010845 | -0.00542 | 1.5 | 13.34% | 6.9932
4 | 15 | 17 | 30 | 0 | 7.0269 | 0.011368 | 0 | -0.00074637 | -0.00373 | 1.5 | 13.34% | 7.0269
4 | 15 | 18 | 30 | 100 | 7.0325 | 0.00067 | 0 | -4.4022e-05 | -0.00022 | 1.5 | 13.34% | 92.9675
4 | 15 | 19 | 30 | 100 | 100 | 0 | 0 | 0 | 0 | 1.5 | 13.34% | 0
4 | 15 | 20 | 30 | 100 | 100 | 0 | 0 | 0 | 0 | 1.5 | 13.34% | 0
4 | 15 | 21 | 30 | 100 | 100 | 0 | 0 | 0 | 0 | 1.5 | 13.34% | 0
4 | 15 | 22 | 30 | 100 | 100 | 0 | 0 | 0 | 0 | 1.5 | 13.34% | 0
4 | 15 | 23 | 30 | 100 | 100 | 0 | 0 | 0 | 0 | 1.5 | 13.34% | 0
4 | 16 | 0 | 30 | 100 | 100 | 0 | 0 | 0 | 0 | 1.5 | 13.34% | 0
4 | 16 | 1 | 30 | 100 | 100 | 0 | 0 | 0 | 0 | 1.5 | 13.34% | 0
4 | 16 | 2 | 30 | 100 | 100 | 0 | 0 | 0 | 0 | 1.5 | 13.34% | 0
4 | 16 | 3 | 30 | 100 | 100 | 0 | 0 | 0 | 0 | 1.5 | 13.34% | 0
4 | 16 | 4 | 30 | 100 | 100 | 0 | 0 | 0 | 0 | 1.5 | 13.34% | 0
4 | 16 | 5 | 30 | 100 | 7.2611 | 0.001005 | 0 | -6.8034e-05 | -0.00034 | 1.5 | 13.34% | 92.7389
4 | 16 | 6 | 30 | 0 | 1.7241 | 0.018536 | 0 | -0.00031416 | -0.00157 | 1.5 | 13.34% | 1.7241
4 | 16 | 7 | 30 | 0 | 0.77379 | 0.068016 | 0 | -0.00052226 | -0.00261 | 1.5 | 13.34% | 0.77379
4 | 16 | 8 | 30 | 0 | 4.4001 | 0.060391 | 0 | -0.0025453 | -0.01272 | 1.5 | 13.34% | 4.4001
4 | 16 | 9 | 30 | 0.418 | 2.0512 | 0.12016 | -0.00029 | -0.0021311 | -0.01065 | 1.5 | 13.34% | 1.6332
4 | 16 | 10 | 30 | 3 | 6.9328 | 0.052708 | -0.00013 | -0.0032956 | -0.01647 | 1.5 | 13.34% | 3.9328
4 | 16 | 11 | 30 | 5.165 | 7.1533 | 0.035738 | -4.78e-05 | -0.0023412 | -0.0117 | 1.5 | 13.34% | 1.9883
4 | 16 | 12 | 30 | 5.122 | 7.1402 | 0.041269 | -8.46e-05 | -0.0026713 | -0.01335 | 1.5 | 13.34% | 2.0182
4 | 16 | 13 | 30 | 2.909 | 7.1906 | 0.023463 | -3.4e-06 | -0.0015708 | -0.00785 | 1.5 | 13.34% | 4.2816
4 | 16 | 14 | 30 | 0.286 | 7.1603 | 0.02113 | -1.26e-06 | -0.0014107 | -0.00705 | 1.5 | 13.34% | 6.8743
4 | 16 | 15 | 30 | 0 | 7.1425 | 0.016599 | 0 | -0.0011066 | -0.00553 | 1.5 | 13.34% | 7.1425
4 | 16 | 16 | 30 | 0 | 6.995 | 0.016589 | 0 | -0.0010845 | -0.00542 | 1.5 | 13.34% | 6.995
4 | 16 | 17 | 30 | 0 | 7.1822 | 0.005823 | 0 | -0.00039019 | -0.00195 | 1.5 | 13.34% | 7.1822
4 | 16 | 18 | 30 | 100 | 7.1741 | 0.000837 | 0 | -5.6028e-05 | -0.00028 | 1.5 | 13.34% | 92.8259
4 | 16 | 19 | 30 | 100 | 100 | 0 | 0 | 0 | 0 | 1.5 | 13.34% | 0
4 | 16 | 20 | 30 | 100 | 100 | 0 | 0 | 0 | 0 | 1.5 | 13.34% | 0
4 | 16 | 21 | 30 | 100 | 100 | 0 | 0 | 0 | 0 | 1.5 | 13.34% | 0
4 | 16 | 22 | 30 | 100 | 100 | 0 | 0 | 0 | 0 | 1.5 | 13.34% | 0
4 | 16 | 23 | 30 | 100 | 100 | 0 | 0 | 0 | 0 | 1.5 | 13.34% | 0
4 | 17 | 0 | 30 | 100 | 100 | 0 | 0 | 0 | 0 | 1.5 | 13.34% | 0
4 | 17 | 1 | 30 | 100 | 100 | 0 | 0 | 0 | 0 | 1.5 | 13.34% | 0
4 | 17 | 2 | 30 | 100 | 100 | 0 | 0 | 0 | 0 | 1.5 | 13.34% | 0
4 | 17 | 3 | 30 | 100 | 100 | 0 | 0 | 0 | 0 | 1.5 | 13.34% | 0
4 | 17 | 4 | 30 | 100 | 100 | 0 | 0 | 0 | 0 | 1.5 | 13.34% | 0
4 | 17 | 5 | 30 | 100 | 7.1336 | 0.001172 | 0 | -7.8039e-05 | -0.00039 | 1.5 | 13.34% | 92.8664
4 | 17 | 6 | 30 | 0 | 1.5827 | 0.019008 | 0 | -0.00029615 | -0.00148 | 1.5 | 13.34% | 1.5827
4 | 17 | 7 | 30 | 0 | 1.6237 | 0.059862 | 0 | -0.00095648 | -0.00478 | 1.5 | 13.34% | 1.6237
4 | 17 | 8 | 30 | 0 | 1.0451 | 0.10583 | 0 | -0.0010945 | -0.00547 | 1.5 | 13.34% | 1.0451
4 | 17 | 9 | 30 | 0.034 | 1.0176 | 0.14991 | -0.00044 | -0.0010745 | -0.00537 | 1.5 | 13.34% | 0.98359
4 | 17 | 10 | 30 | 2.5 | 3.7829 | 0.19288 | -0.0062 | -0.0010565 | -0.00528 | 1.5 | 13.34% | 1.2829
4 | 17 | 11 | 30 | 4.508 | 5.5334 | 0.21202 | -0.01056 | -0.0011106 | -0.00555 | 1.5 | 13.34% | 1.0254
4 | 17 | 12 | 30 | 4.485 | 5.6994 | 0.21213 | -0.01091 | -0.0011166 | -0.00558 | 1.5 | 13.34% | 1.2144
4 | 17 | 13 | 30 | 2.377 | 3.9777 | 0.19732 | -0.00669 | -0.0011146 | -0.00557 | 1.5 | 13.34% | 1.6007
4 | 17 | 14 | 30 | 0 | 1.419 | 0.1623 | -0.00127 | -0.0010185 | -0.00509 | 1.5 | 13.34% | 1.419
4 | 17 | 15 | 30 | 0 | 0.39714 | 0.11938 | 0 | -0.00047224 | -0.00236 | 1.5 | 13.34% | 0.39714
4 | 17 | 16 | 30 | 0 | 0.65759 | 0.066772 | 0 | -0.00043622 | -0.00218 | 1.5 | 13.34% | 0.65759
4 | 17 | 17 | 30 | 0 | 2.8714 | 0.015915 | 0 | -0.00044422 | -0.00222 | 1.5 | 13.34% | 2.8714
4 | 17 | 18 | 30 | 100 | 7.1741 | 0.000837 | 0 | -5.6028e-05 | -0.00028 | 1.5 | 13.34% | 92.8259
4 | 17 | 19 | 30 | 100 | 100 | 0 | 0 | 0 | 0 | 1.5 | 13.34% | 0
4 | 17 | 20 | 30 | 100 | 100 | 0 | 0 | 0 | 0 | 1.5 | 13.34% | 0
4 | 17 | 21 | 30 | 100 | 100 | 0 | 0 | 0 | 0 | 1.5 | 13.34% | 0
4 | 17 | 22 | 30 | 100 | 100 | 0 | 0 | 0 | 0 | 1.5 | 13.34% | 0
4 | 17 | 23 | 30 | 100 | 100 | 0 | 0 | 0 | 0 | 1.5 | 13.34% | 0
4 | 18 | 0 | 30 | 100 | 100 | 0 | 0 | 0 | 0 | 1.5 | 13.34% | 0
4 | 18 | 1 | 30 | 100 | 100 | 0 | 0 | 0 | 0 | 1.5 | 13.34% | 0
4 | 18 | 2 | 30 | 100 | 100 | 0 | 0 | 0 | 0 | 1.5 | 13.34% | 0
4 | 18 | 3 | 30 | 100 | 100 | 0 | 0 | 0 | 0 | 1.5 | 13.34% | 0
4 | 18 | 4 | 30 | 100 | 100 | 0 | 0 | 0 | 0 | 1.5 | 13.34% | 0
4 | 18 | 5 | 30 | 100 | 7.2096 | 0.001339 | 0 | -9.0045e-05 | -0.00045 | 1.5 | 13.34% | 92.7904
4 | 18 | 6 | 30 | 0 | 2.3284 | 0.019171 | 0 | -0.00043622 | -0.00218 | 1.5 | 13.34% | 2.3284
4 | 18 | 7 | 30 | 0 | 0.62968 | 0.070672 | 0 | -0.00044222 | -0.00221 | 1.5 | 13.34% | 0.62968
4 | 18 | 8 | 30 | 0 | 0.46363 | 0.12054 | 0 | -0.00055628 | -0.00278 | 1.5 | 13.34% | 0.46363
4 | 18 | 9 | 30 | 0 | 0.41311 | 0.16245 | 0 | -0.00066833 | -0.00334 | 1.5 | 13.34% | 0.41311
4 | 18 | 10 | 30 | 2 | 2.4949 | 0.19485 | -0.00376 | -0.0010745 | -0.00537 | 1.5 | 13.34% | 0.49492
4 | 18 | 11 | 30 | 3.862 | 4.696 | 0.21005 | -0.00872 | -0.0010925 | -0.00546 | 1.5 | 13.34% | 0.83395
4 | 18 | 12 | 30 | 3.894 | 4.918 | 0.18282 | -0.00732 | -0.0015928 | -0.00796 | 1.5 | 13.34% | 1.024
4 | 18 | 13 | 30 | 1.931 | 4.2894 | 0.12933 | -0.00258 | -0.0028454 | -0.01422 | 1.5 | 13.34% | 2.3584
4 | 18 | 14 | 30 | 0 | 1.2037 | 0.14029 | -0.00034 | -0.0013327 | -0.00666 | 1.5 | 13.34% | 1.2037
4 | 18 | 15 | 30 | 0 | 5.0942 | 0.053541 | 0 | -0.0025953 | -0.01297 | 1.5 | 13.34% | 5.0942
4 | 18 | 16 | 30 | 0 | 6.5241 | 0.028 | 0 | -0.0017149 | -0.00857 | 1.5 | 13.34% | 6.5241
4 | 18 | 17 | 30 | 0 | 2.9853 | 0.016015 | 0 | -0.00046423 | -0.00232 | 1.5 | 13.34% | 2.9853
4 | 18 | 18 | 30 | 100 | 7.1336 | 0.001172 | 0 | -7.8039e-05 | -0.00039 | 1.5 | 13.34% | 92.8664
4 | 18 | 19 | 30 | 100 | 100 | 0 | 0 | 0 | 0 | 1.5 | 13.34% | 0
4 | 18 | 20 | 30 | 100 | 100 | 0 | 0 | 0 | 0 | 1.5 | 13.34% | 0
4 | 18 | 21 | 30 | 100 | 100 | 0 | 0 | 0 | 0 | 1.5 | 13.34% | 0
4 | 18 | 22 | 30 | 100 | 100 | 0 | 0 | 0 | 0 | 1.5 | 13.34% | 0
4 | 18 | 23 | 30 | 100 | 100 | 0 | 0 | 0 | 0 | 1.5 | 13.34% | 0
4 | 19 | 0 | 30 | 100 | 100 | 0 | 0 | 0 | 0 | 1.5 | 13.34% | 0
4 | 19 | 1 | 30 | 100 | 100 | 0 | 0 | 0 | 0 | 1.5 | 13.34% | 0
4 | 19 | 2 | 30 | 100 | 100 | 0 | 0 | 0 | 0 | 1.5 | 13.34% | 0
4 | 19 | 3 | 30 | 100 | 100 | 0 | 0 | 0 | 0 | 1.5 | 13.34% | 0
4 | 19 | 4 | 30 | 100 | 100 | 0 | 0 | 0 | 0 | 1.5 | 13.34% | 0
4 | 19 | 5 | 30 | 100 | 7.2216 | 0.001842 | 0 | -0.00012406 | -0.00062 | 1.5 | 13.34% | 92.7784
4 | 19 | 6 | 30 | 0 | 1.7842 | 0.019748 | 0 | -0.00034617 | -0.00173 | 1.5 | 13.34% | 1.7842
4 | 19 | 7 | 30 | 0 | 0.52093 | 0.072591 | 0 | -0.00037619 | -0.00188 | 1.5 | 13.34% | 0.52093
4 | 19 | 8 | 30 | 0 | 0.4508 | 0.12128 | 0 | -0.00054427 | -0.00272 | 1.5 | 13.34% | 0.4508
4 | 19 | 9 | 30 | 0 | 0.5131 | 0.15836 | 0 | -0.0008084 | -0.00404 | 1.5 | 13.34% | 0.5131
4 | 19 | 10 | 30 | 1.499 | 2.9485 | 0.15922 | -0.00275 | -0.0018889 | -0.00944 | 1.5 | 13.34% | 1.4495
4 | 19 | 11 | 30 | 3.289 | 6.1497 | 0.098061 | -0.00164 | -0.0041361 | -0.02067 | 1.5 | 13.34% | 2.8607
4 | 19 | 12 | 30 | 3.208 | 4.8543 | 0.19054 | -0.00785 | -0.0013347 | -0.00667 | 1.5 | 13.34% | 1.6463
4 | 19 | 13 | 30 | 1.362 | 3.2919 | 0.19363 | -0.00526 | -0.0010785 | -0.00539 | 1.5 | 13.34% | 1.9299
4 | 19 | 14 | 30 | 0 | 1.3726 | 0.1352 | -0.00031 | -0.0015248 | -0.00762 | 1.5 | 13.34% | 1.3726
4 | 19 | 15 | 30 | 0 | 1.0695 | 0.10306 | 0 | -0.0010905 | -0.00545 | 1.5 | 13.34% | 1.0695
4 | 19 | 16 | 30 | 0 | 2.5631 | 0.050844 | 0 | -0.0012706 | -0.00635 | 1.5 | 13.34% | 2.5631
4 | 19 | 17 | 30 | 0 | 4.3232 | 0.016224 | 0 | -0.00067234 | -0.00336 | 1.5 | 13.34% | 4.3232
4 | 19 | 18 | 30 | 100 | 7.1741 | 0.000837 | 0 | -5.6028e-05 | -0.00028 | 1.5 | 13.34% | 92.8259
4 | 19 | 19 | 30 | 100 | 100 | 0 | 0 | 0 | 0 | 1.5 | 13.34% | 0
4 | 19 | 20 | 30 | 100 | 100 | 0 | 0 | 0 | 0 | 1.5 | 13.34% | 0
4 | 19 | 21 | 30 | 100 | 100 | 0 | 0 | 0 | 0 | 1.5 | 13.34% | 0
4 | 19 | 22 | 30 | 100 | 100 | 0 | 0 | 0 | 0 | 1.5 | 13.34% | 0
4 | 19 | 23 | 30 | 100 | 100 | 0 | 0 | 0 | 0 | 1.5 | 13.34% | 0
4 | 20 | 0 | 30 | 100 | 100 | 0 | 0 | 0 | 0 | 1.5 | 13.34% | 0
4 | 20 | 1 | 30 | 100 | 100 | 0 | 0 | 0 | 0 | 1.5 | 13.34% | 0
4 | 20 | 2 | 30 | 100 | 100 | 0 | 0 | 0 | 0 | 1.5 | 13.34% | 0
4 | 20 | 3 | 30 | 100 | 100 | 0 | 0 | 0 | 0 | 1.5 | 13.34% | 0
4 | 20 | 4 | 30 | 100 | 100 | 0 | 0 | 0 | 0 | 1.5 | 13.34% | 0
4 | 20 | 5 | 30 | 100 | 7.1336 | 0.001172 | 0 | -7.8039e-05 | -0.00039 | 1.5 | 13.34% | 92.8664
4 | 20 | 6 | 30 | 0 | 6.2465 | 0.016473 | 0 | -0.00096848 | -0.00484 | 1.5 | 13.34% | 6.2465
4 | 20 | 7 | 30 | 0 | 4.4729 | 0.041409 | 0 | -0.0017729 | -0.00886 | 1.5 | 13.34% | 4.4729
4 | 20 | 8 | 30 | 0 | 1.6265 | 0.09627 | 0 | -0.0015408 | -0.0077 | 1.5 | 13.34% | 1.6265
4 | 20 | 9 | 30 | 0 | 0.62826 | 0.16634 | 0 | -0.0010385 | -0.00519 | 1.5 | 13.34% | 0.62826
4 | 20 | 10 | 30 | 0.975 | 1.8257 | 0.19213 | -0.00244 | -0.0010485 | -0.00524 | 1.5 | 13.34% | 0.85067
4 | 20 | 11 | 30 | 2.63 | 6.1653 | 0.087583 | -0.00086 | -0.0042761 | -0.02137 | 1.5 | 13.34% | 3.5353
4 | 20 | 12 | 30 | 2.577 | 6.2399 | 0.085752 | -0.00081 | -0.0042741 | -0.02136 | 1.5 | 13.34% | 3.6629
4 | 20 | 13 | 30 | 0.849 | 4.3059 | 0.104 | -0.00074 | -0.0035838 | -0.01791 | 1.5 | 13.34% | 3.4569
4 | 20 | 14 | 30 | 0 | 7.1429 | 0.021971 | 0 | -0.0014647 | -0.00732 | 1.5 | 13.34% | 7.1429
4 | 20 | 15 | 30 | 0 | 6.9756 | 0.025071 | 0 | -0.0016348 | -0.00817 | 1.5 | 13.34% | 6.9756
4 | 20 | 16 | 30 | 0 | 6.9219 | 0.020091 | 0 | -0.0013006 | -0.0065 | 1.5 | 13.34% | 6.9219
4 | 20 | 17 | 30 | 0 | 7.1278 | 0.00809 | 0 | -0.00053827 | -0.00269 | 1.5 | 13.34% | 7.1278
4 | 20 | 18 | 30 | 100 | 7.1741 | 0.001674 | 0 | -0.00011206 | -0.00056 | 1.5 | 13.34% | 92.8259
4 | 20 | 19 | 30 | 100 | 100 | 0 | 0 | 0 | 0 | 1.5 | 13.34% | 0
4 | 20 | 20 | 30 | 100 | 100 | 0 | 0 | 0 | 0 | 1.5 | 13.34% | 0
4 | 20 | 21 | 30 | 100 | 100 | 0 | 0 | 0 | 0 | 1.5 | 13.34% | 0
4 | 20 | 22 | 30 | 100 | 100 | 0 | 0 | 0 | 0 | 1.5 | 13.34% | 0
4 | 20 | 23 | 30 | 100 | 100 | 0 | 0 | 0 | 0 | 1.5 | 13.34% | 0
4 | 21 | 0 | 30 | 100 | 100 | 0 | 0 | 0 | 0 | 1.5 | 13.34% | 0
4 | 21 | 1 | 30 | 100 | 100 | 0 | 0 | 0 | 0 | 1.5 | 13.34% | 0
4 | 21 | 2 | 30 | 100 | 100 | 0 | 0 | 0 | 0 | 1.5 | 13.34% | 0
4 | 21 | 3 | 30 | 100 | 100 | 0 | 0 | 0 | 0 | 1.5 | 13.34% | 0
4 | 21 | 4 | 30 | 100 | 100 | 0 | 0 | 0 | 0 | 1.5 | 13.34% | 0
4 | 21 | 5 | 30 | 100 | 100 | 0 | 0 | 0 | 0 | 1.5 | 13.34% | 0
4 | 21 | 6 | 30 | 0 | 1.1677 | 0.020804 | 0 | -0.00024012 | -0.0012 | 1.5 | 13.34% | 1.1677
4 | 21 | 7 | 30 | 0 | 0.55219 | 0.072875 | 0 | -0.0004002 | -0.002 | 1.5 | 13.34% | 0.55219
4 | 21 | 8 | 30 | 0 | 0.76295 | 0.12685 | 0 | -0.00096048 | -0.0048 | 1.5 | 13.34% | 0.76295
4 | 21 | 9 | 30 | 0 | 0.62243 | 0.16433 | 0 | -0.0010165 | -0.00508 | 1.5 | 13.34% | 0.62243
4 | 21 | 10 | 30 | 0.501 | 1.8309 | 0.19687 | -0.00249 | -0.0010945 | -0.00547 | 1.5 | 13.34% | 1.3299
4 | 21 | 11 | 30 | 2.077 | 4.3336 | 0.16262 | -0.00459 | -0.0023552 | -0.01177 | 1.5 | 13.34% | 2.2566
4 | 21 | 12 | 30 | 2.035 | 4.4482 | 0.15878 | -0.00449 | -0.0024632 | -0.01231 | 1.5 | 13.34% | 2.4132
4 | 21 | 13 | 30 | 0.342 | 2.7993 | 0.14389 | -0.00158 | -0.0023812 | -0.0119 | 1.5 | 13.34% | 2.4573
4 | 21 | 14 | 30 | 0 | 6.8539 | 0.037716 | 0 | -0.0024192 | -0.01209 | 1.5 | 13.34% | 6.8539
4 | 21 | 15 | 30 | 0 | 6.9722 | 0.025236 | 0 | -0.0016448 | -0.00822 | 1.5 | 13.34% | 6.9722
4 | 21 | 16 | 30 | 0 | 6.0039 | 0.031443 | 0 | -0.0017809 | -0.0089 | 1.5 | 13.34% | 6.0039
4 | 21 | 17 | 30 | 0 | 7.2118 | 0.005176 | 0 | -0.00034817 | -0.00174 | 1.5 | 13.34% | 7.2118
4 | 21 | 18 | 30 | 100 | 7.2201 | 0.000167 | 0 | -1.1246e-05 | -5.62e-05 | 1.5 | 13.34% | 92.7799
4 | 21 | 19 | 30 | 100 | 100 | 0 | 0 | 0 | 0 | 1.5 | 13.34% | 0
4 | 21 | 20 | 30 | 100 | 100 | 0 | 0 | 0 | 0 | 1.5 | 13.34% | 0
4 | 21 | 21 | 30 | 100 | 100 | 0 | 0 | 0 | 0 | 1.5 | 13.34% | 0
4 | 21 | 22 | 30 | 100 | 100 | 0 | 0 | 0 | 0 | 1.5 | 13.34% | 0
4 | 21 | 23 | 30 | 100 | 100 | 0 | 0 | 0 | 0 | 1.5 | 13.34% | 0
4 | 22 | 0 | 30 | 100 | 100 | 0 | 0 | 0 | 0 | 1.5 | 13.34% | 0
4 | 22 | 1 | 30 | 100 | 100 | 0 | 0 | 0 | 0 | 1.5 | 13.34% | 0
4 | 22 | 2 | 30 | 100 | 100 | 0 | 0 | 0 | 0 | 1.5 | 13.34% | 0
4 | 22 | 3 | 30 | 100 | 100 | 0 | 0 | 0 | 0 | 1.5 | 13.34% | 0
4 | 22 | 4 | 30 | 100 | 100 | 0 | 0 | 0 | 0 | 1.5 | 13.34% | 0
4 | 22 | 5 | 30 | 100 | 100 | 0 | 0 | 0 | 0 | 1.5 | 13.34% | 0
4 | 22 | 6 | 30 | 0 | 7.1723 | 0.005681 | 0 | -0.00038019 | -0.0019 | 1.5 | 13.34% | 7.1723
4 | 22 | 7 | 30 | 0 | 7.1532 | 0.01172 | 0 | -0.00078239 | -0.00391 | 1.5 | 13.34% | 7.1532
4 | 22 | 8 | 30 | 0 | 7.1506 | 0.017601 | 0 | -0.0011746 | -0.00587 | 1.5 | 13.34% | 7.1506
4 | 22 | 9 | 30 | 0 | 7.1699 | 0.021116 | 0 | -0.0014127 | -0.00706 | 1.5 | 13.34% | 7.1699
4 | 22 | 10 | 30 | 0 | 7.1331 | 0.027018 | 0 | -0.0017989 | -0.00899 | 1.5 | 13.34% | 7.1331
4 | 22 | 11 | 30 | 1.415 | 7.1892 | 0.025465 | -1.16e-06 | -0.0017069 | -0.00853 | 1.5 | 13.34% | 5.7742
4 | 22 | 12 | 30 | 1.398 | 7.0547 | 0.037081 | -1.75e-05 | -0.0024272 | -0.01213 | 1.5 | 13.34% | 5.6567
4 | 22 | 13 | 30 | 0 | 6.979 | 0.037466 | -7.43e-06 | -0.0024372 | -0.01218 | 1.5 | 13.34% | 6.979
4 | 22 | 14 | 30 | 0 | 6.8619 | 0.037706 | 0 | -0.0024212 | -0.0121 | 1.5 | 13.34% | 6.8619
4 | 22 | 15 | 30 | 0 | 7.1768 | 0.015748 | 0 | -0.0010545 | -0.00527 | 1.5 | 13.34% | 7.1768
4 | 22 | 16 | 30 | 0 | 7.1779 | 0.010547 | 0 | -0.00070635 | -0.00353 | 1.5 | 13.34% | 7.1779
4 | 22 | 17 | 30 | 0 | 7.1914 | 0.005995 | 0 | -0.0004022 | -0.00201 | 1.5 | 13.34% | 7.1914
4 | 22 | 18 | 30 | 100 | 7.0325 | 0.00067 | 0 | -4.4022e-05 | -0.00022 | 1.5 | 13.34% | 92.9675
4 | 22 | 19 | 30 | 100 | 100 | 0 | 0 | 0 | 0 | 1.5 | 13.34% | 0
4 | 22 | 20 | 30 | 100 | 100 | 0 | 0 | 0 | 0 | 1.5 | 13.34% | 0
4 | 22 | 21 | 30 | 100 | 100 | 0 | 0 | 0 | 0 | 1.5 | 13.34% | 0
4 | 22 | 22 | 30 | 100 | 100 | 0 | 0 | 0 | 0 | 1.5 | 13.34% | 0
4 | 22 | 23 | 30 | 100 | 100 | 0 | 0 | 0 | 0 | 1.5 | 13.34% | 0
4 | 23 | 0 | 30 | 100 | 100 | 0 | 0 | 0 | 0 | 1.5 | 13.34% | 0
4 | 23 | 1 | 30 | 100 | 100 | 0 | 0 | 0 | 0 | 1.5 | 13.34% | 0
4 | 23 | 2 | 30 | 100 | 100 | 0 | 0 | 0 | 0 | 1.5 | 13.34% | 0
4 | 23 | 3 | 30 | 100 | 100 | 0 | 0 | 0 | 0 | 1.5 | 13.34% | 0
4 | 23 | 4 | 30 | 100 | 100 | 0 | 0 | 0 | 0 | 1.5 | 13.34% | 0
4 | 23 | 5 | 30 | 100 | 100 | 0 | 0 | 0 | 0 | 1.5 | 13.34% | 0
4 | 23 | 6 | 30 | 0 | 7.0384 | 0.012294 | 0 | -0.0008084 | -0.00404 | 1.5 | 13.34% | 7.0384
4 | 23 | 7 | 30 | 0 | 7.1336 | 0.012892 | 0 | -0.00085843 | -0.00429 | 1.5 | 13.34% | 7.1336
4 | 23 | 8 | 30 | 0 | 7.151 | 0.0176 | 0 | -0.0011746 | -0.00587 | 1.5 | 13.34% | 7.151
4 | 23 | 9 | 30 | 0 | 7.1532 | 0.022301 | 0 | -0.0014887 | -0.00744 | 1.5 | 13.34% | 7.1532
4 | 23 | 10 | 30 | 0 | 7.1661 | 0.024807 | 0 | -0.0016588 | -0.00829 | 1.5 | 13.34% | 7.1661
4 | 23 | 11 | 30 | 0.852 | 7.1331 | 0.030567 | -6.62e-06 | -0.002029 | -0.01014 | 1.5 | 13.34% | 6.2811
4 | 23 | 12 | 30 | 0.764 | 7.0826 | 0.035015 | -1.37e-05 | -0.0023032 | -0.01151 | 1.5 | 13.34% | 6.3186
4 | 23 | 13 | 30 | 0 | 6.7911 | 0.049604 | -1.8e-05 | -0.0031376 | -0.01568 | 1.5 | 13.34% | 6.7911
4 | 23 | 14 | 30 | 0 | 6.7669 | 0.042716 | 0 | -0.0027074 | -0.01353 | 1.5 | 13.34% | 6.7669
4 | 23 | 15 | 30 | 0 | 6.9842 | 0.025226 | 0 | -0.0016468 | -0.00823 | 1.5 | 13.34% | 6.9842
4 | 23 | 16 | 30 | 0 | 7.1581 | 0.011383 | 0 | -0.00076038 | -0.0038 | 1.5 | 13.34% | 7.1581
4 | 23 | 17 | 30 | 0 | 7.1854 | 0.005343 | 0 | -0.00035818 | -0.00179 | 1.5 | 13.34% | 7.1854
4 | 23 | 18 | 30 | 100 | 7.2317 | 0.002344 | 0 | -0.00015808 | -0.00079 | 1.5 | 13.34% | 92.7683
4 | 23 | 19 | 30 | 100 | 100 | 0 | 0 | 0 | 0 | 1.5 | 13.34% | 0
4 | 23 | 20 | 30 | 100 | 100 | 0 | 0 | 0 | 0 | 1.5 | 13.34% | 0
4 | 23 | 21 | 30 | 100 | 100 | 0 | 0 | 0 | 0 | 1.5 | 13.34% | 0
4 | 23 | 22 | 30 | 100 | 100 | 0 | 0 | 0 | 0 | 1.5 | 13.34% | 0
4 | 23 | 23 | 30 | 100 | 100 | 0 | 0 | 0 | 0 | 1.5 | 13.34% | 0
4 | 24 | 0 | 30 | 100 | 100 | 0 | 0 | 0 | 0 | 1.5 | 13.34% | 0
4 | 24 | 1 | 30 | 100 | 100 | 0 | 0 | 0 | 0 | 1.5 | 13.34% | 0
4 | 24 | 2 | 30 | 100 | 100 | 0 | 0 | 0 | 0 | 1.5 | 13.34% | 0
4 | 24 | 3 | 30 | 100 | 100 | 0 | 0 | 0 | 0 | 1.5 | 13.34% | 0
4 | 24 | 4 | 30 | 100 | 100 | 0 | 0 | 0 | 0 | 1.5 | 13.34% | 0
4 | 24 | 5 | 30 | 100 | 100 | 0 | 0 | 0 | 0 | 1.5 | 13.34% | 0
4 | 24 | 6 | 30 | 0 | 1.2033 | 0.021878 | 0 | -0.00026013 | -0.0013 | 1.5 | 13.34% | 1.2033
4 | 24 | 7 | 30 | 0 | 0.40961 | 0.07603 | 0 | -0.00031015 | -0.00155 | 1.5 | 13.34% | 0.40961
4 | 24 | 8 | 30 | 0 | 1.3068 | 0.10316 | 0 | -0.0013307 | -0.00665 | 1.5 | 13.34% | 1.3068
4 | 24 | 9 | 30 | 0 | 4.0616 | 0.085002 | 0 | -0.0033177 | -0.01658 | 1.5 | 13.34% | 4.0616
4 | 24 | 10 | 30 | 0 | 5.1172 | 0.083154 | 0 | -0.004048 | -0.02023 | 1.5 | 13.34% | 5.1172
4 | 24 | 11 | 30 | 0.243 | 2.4008 | 0.15564 | -0.00104 | -0.0026333 | -0.01316 | 1.5 | 13.34% | 2.1578
4 | 24 | 12 | 30 | 0.174 | 5.5272 | 0.086291 | -0.0002 | -0.0043302 | -0.02164 | 1.5 | 13.34% | 5.3532
4 | 24 | 13 | 30 | 0 | 5.5623 | 0.07652 | 0 | -0.004032 | -0.02015 | 1.5 | 13.34% | 5.5623
4 | 24 | 14 | 30 | 0 | 5.1282 | 0.070268 | 0 | -0.0034277 | -0.01713 | 1.5 | 13.34% | 5.1282
4 | 24 | 15 | 30 | 0 | 6.8005 | 0.033751 | 0 | -0.0021491 | -0.01074 | 1.5 | 13.34% | 6.8005
4 | 24 | 16 | 30 | 0 | 7.0783 | 0.014893 | 0 | -0.00098449 | -0.00492 | 1.5 | 13.34% | 7.0783
4 | 24 | 17 | 30 | 0 | 7.184 | 0.005344 | 0 | -0.00035818 | -0.00179 | 1.5 | 13.34% | 7.184
4 | 24 | 18 | 30 | 100 | 7.1741 | 0.001674 | 0 | -0.00011206 | -0.00056 | 1.5 | 13.34% | 92.8259
4 | 24 | 19 | 30 | 100 | 100 | 0 | 0 | 0 | 0 | 1.5 | 13.34% | 0
4 | 24 | 20 | 30 | 100 | 100 | 0 | 0 | 0 | 0 | 1.5 | 13.34% | 0
4 | 24 | 21 | 30 | 100 | 100 | 0 | 0 | 0 | 0 | 1.5 | 13.34% | 0
4 | 24 | 22 | 30 | 100 | 100 | 0 | 0 | 0 | 0 | 1.5 | 13.34% | 0
4 | 24 | 23 | 30 | 100 | 100 | 0 | 0 | 0 | 0 | 1.5 | 13.34% | 0
4 | 25 | 0 | 30 | 100 | 100 | 0 | 0 | 0 | 0 | 1.5 | 13.34% | 0
4 | 25 | 1 | 30 | 100 | 100 | 0 | 0 | 0 | 0 | 1.5 | 13.34% | 0
4 | 25 | 2 | 30 | 100 | 100 | 0 | 0 | 0 | 0 | 1.5 | 13.34% | 0
4 | 25 | 3 | 30 | 100 | 100 | 0 | 0 | 0 | 0 | 1.5 | 13.34% | 0
4 | 25 | 4 | 30 | 100 | 100 | 0 | 0 | 0 | 0 | 1.5 | 13.34% | 0
4 | 25 | 5 | 30 | 100 | 100 | 0 | 0 | 0 | 0 | 1.5 | 13.34% | 0
4 | 25 | 6 | 30 | 0 | 5.0031 | 0.020158 | 0 | -0.00096048 | -0.0048 | 1.5 | 13.34% | 5.0031
4 | 25 | 7 | 30 | 0 | 7.0969 | 0.015068 | 0 | -0.0009985 | -0.00499 | 1.5 | 13.34% | 7.0969
4 | 25 | 8 | 30 | 0 | 7.1146 | 0.019793 | 0 | -0.0013147 | -0.00657 | 1.5 | 13.34% | 7.1146
4 | 25 | 9 | 30 | 0 | 6.4337 | 0.05836 | 0 | -0.0035278 | -0.01763 | 1.5 | 13.34% | 6.4337
4 | 25 | 10 | 30 | 0 | 2.4103 | 0.12889 | 0 | -0.0030335 | -0.01516 | 1.5 | 13.34% | 2.4103
4 | 25 | 11 | 30 | 0 | 3.0932 | 0.1356 | -0.00077 | -0.0033217 | -0.0166 | 1.5 | 13.34% | 3.0932
4 | 25 | 12 | 30 | 0 | 4.7867 | 0.099005 | -0.00034 | -0.0041981 | -0.02098 | 1.5 | 13.34% | 4.7867
4 | 25 | 13 | 30 | 0 | 5.5922 | 0.076397 | 0 | -0.004046 | -0.02022 | 1.5 | 13.34% | 5.5922
4 | 25 | 14 | 30 | 0 | 2.7053 | 0.10339 | 0 | -0.0027234 | -0.01361 | 1.5 | 13.34% | 2.7053
4 | 25 | 15 | 30 | 0 | 7.1526 | 0.016757 | 0 | -0.0011186 | -0.00559 | 1.5 | 13.34% | 7.1526
4 | 25 | 16 | 30 | 0 | 5.8375 | 0.033268 | 0 | -0.0018349 | -0.00917 | 1.5 | 13.34% | 5.8375
4 | 25 | 17 | 30 | 0 | 6.0357 | 0.016452 | 0 | -0.00093647 | -0.00468 | 1.5 | 13.34% | 6.0357
4 | 25 | 18 | 30 | 100 | 7.1873 | 0.003014 | 0 | -0.0002021 | -0.00101 | 1.5 | 13.34% | 92.8127
4 | 25 | 19 | 30 | 100 | 100 | 0 | 0 | 0 | 0 | 1.5 | 13.34% | 0
4 | 25 | 20 | 30 | 100 | 100 | 0 | 0 | 0 | 0 | 1.5 | 13.34% | 0
4 | 25 | 21 | 30 | 100 | 100 | 0 | 0 | 0 | 0 | 1.5 | 13.34% | 0
4 | 25 | 22 | 30 | 100 | 100 | 0 | 0 | 0 | 0 | 1.5 | 13.34% | 0
4 | 25 | 23 | 30 | 100 | 100 | 0 | 0 | 0 | 0 | 1.5 | 13.34% | 0
4 | 26 | 0 | 30 | 100 | 100 | 0 | 0 | 0 | 0 | 1.5 | 13.34% | 0
4 | 26 | 1 | 30 | 100 | 100 | 0 | 0 | 0 | 0 | 1.5 | 13.34% | 0
4 | 26 | 2 | 30 | 100 | 100 | 0 | 0 | 0 | 0 | 1.5 | 13.34% | 0
4 | 26 | 3 | 30 | 100 | 100 | 0 | 0 | 0 | 0 | 1.5 | 13.34% | 0
4 | 26 | 4 | 30 | 100 | 100 | 0 | 0 | 0 | 0 | 1.5 | 13.34% | 0
4 | 26 | 5 | 30 | 100 | 100 | 0 | 0 | 0 | 0 | 1.5 | 13.34% | 0
4 | 26 | 6 | 30 | 0 | 1.3067 | 0.022495 | 0 | -0.00029014 | -0.00145 | 1.5 | 13.34% | 1.3067
4 | 26 | 7 | 30 | 0 | 0.97624 | 0.069335 | 0 | -0.00067033 | -0.00335 | 1.5 | 13.34% | 0.97624
4 | 26 | 8 | 30 | 0 | 0.75481 | 0.12527 | 0 | -0.00093847 | -0.00469 | 1.5 | 13.34% | 0.75481
4 | 26 | 9 | 30 | 0 | 6.8181 | 0.041632 | 0 | -0.0026573 | -0.01328 | 1.5 | 13.34% | 6.8181
4 | 26 | 10 | 30 | 0 | 2.9866 | 0.11737 | 0 | -0.0034037 | -0.01701 | 1.5 | 13.34% | 2.9866
4 | 26 | 11 | 30 | 0 | 0.516 | 0.2062 | 0 | -0.0010585 | -0.00529 | 1.5 | 13.34% | 0.516
4 | 26 | 12 | 30 | 0 | 1.2709 | 0.16918 | 0 | -0.0021231 | -0.01061 | 1.5 | 13.34% | 1.2709
4 | 26 | 13 | 30 | 0 | 0.91745 | 0.16794 | 0 | -0.0015268 | -0.00763 | 1.5 | 13.34% | 0.91745
4 | 26 | 14 | 30 | 0 | 0.98896 | 0.13997 | 0 | -0.0013707 | -0.00685 | 1.5 | 13.34% | 0.98896
4 | 26 | 15 | 30 | 0 | 3.0435 | 0.075675 | 0 | -0.0022351 | -0.01117 | 1.5 | 13.34% | 3.0435
4 | 26 | 16 | 30 | 0 | 6.4967 | 0.029849 | 0 | -0.0018209 | -0.0091 | 1.5 | 13.34% | 6.4967
4 | 26 | 17 | 30 | 0 | 7.1811 | 0.005346 | 0 | -0.00035818 | -0.00179 | 1.5 | 13.34% | 7.1811
4 | 26 | 18 | 30 | 100 | 7.2216 | 0.001842 | 0 | -0.00012406 | -0.00062 | 1.5 | 13.34% | 92.7784
4 | 26 | 19 | 30 | 100 | 100 | 0 | 0 | 0 | 0 | 1.5 | 13.34% | 0
4 | 26 | 20 | 30 | 100 | 100 | 0 | 0 | 0 | 0 | 1.5 | 13.34% | 0
4 | 26 | 21 | 30 | 100 | 100 | 0 | 0 | 0 | 0 | 1.5 | 13.34% | 0
4 | 26 | 22 | 30 | 100 | 100 | 0 | 0 | 0 | 0 | 1.5 | 13.34% | 0
4 | 26 | 23 | 30 | 100 | 100 | 0 | 0 | 0 | 0 | 1.5 | 13.34% | 0
4 | 27 | 0 | 30 | 100 | 100 | 0 | 0 | 0 | 0 | 1.5 | 13.34% | 0
4 | 27 | 1 | 30 | 100 | 100 | 0 | 0 | 0 | 0 | 1.5 | 13.34% | 0
4 | 27 | 2 | 30 | 100 | 100 | 0 | 0 | 0 | 0 | 1.5 | 13.34% | 0
4 | 27 | 3 | 30 | 100 | 100 | 0 | 0 | 0 | 0 | 1.5 | 13.34% | 0
4 | 27 | 4 | 30 | 100 | 100 | 0 | 0 | 0 | 0 | 1.5 | 13.34% | 0
4 | 27 | 5 | 30 | 100 | 100 | 0 | 0 | 0 | 0 | 1.5 | 13.34% | 0
4 | 27 | 6 | 30 | 0 | 5.5517 | 0.020011 | 0 | -0.0010525 | -0.00526 | 1.5 | 13.34% | 5.5517
4 | 27 | 7 | 30 | 0 | 6.7851 | 0.027776 | 0 | -0.0017649 | -0.00882 | 1.5 | 13.34% | 6.7851
4 | 27 | 8 | 30 | 0 | 4.9189 | 0.059454 | 0 | -0.0027874 | -0.01393 | 1.5 | 13.34% | 4.9189
4 | 27 | 9 | 30 | 0 | 0.81231 | 0.14925 | 0 | -0.0012026 | -0.00601 | 1.5 | 13.34% | 0.81231
4 | 27 | 10 | 30 | 0 | 0.56985 | 0.20094 | 0 | -0.0011386 | -0.00569 | 1.5 | 13.34% | 0.56985
4 | 27 | 11 | 30 | 0 | 1.0215 | 0.1789 | 0 | -0.0018089 | -0.00904 | 1.5 | 13.34% | 1.0215
4 | 27 | 12 | 30 | 0 | 0.53617 | 0.21349 | 0 | -0.0011386 | -0.00569 | 1.5 | 13.34% | 0.53617
4 | 27 | 13 | 30 | 0 | 0.56341 | 0.19251 | 0 | -0.0010785 | -0.00539 | 1.5 | 13.34% | 0.56341
4 | 27 | 14 | 30 | 0 | 3.6639 | 0.089225 | 0 | -0.0031536 | -0.01576 | 1.5 | 13.34% | 3.6639
4 | 27 | 15 | 30 | 0 | 6.628 | 0.043136 | 0 | -0.0026813 | -0.0134 | 1.5 | 13.34% | 6.628
4 | 27 | 16 | 30 | 0 | 6.9764 | 0.019392 | 0 | -0.0012646 | -0.00632 | 1.5 | 13.34% | 6.9764
4 | 27 | 17 | 30 | 0 | 7.0096 | 0.014785 | 0 | -0.00096848 | -0.00484 | 1.5 | 13.34% | 7.0096
4 | 27 | 18 | 30 | 100 | 7.1741 | 0.001674 | 0 | -0.00011206 | -0.00056 | 1.5 | 13.34% | 92.8259
4 | 27 | 19 | 30 | 100 | 100 | 0 | 0 | 0 | 0 | 1.5 | 13.34% | 0
4 | 27 | 20 | 30 | 100 | 100 | 0 | 0 | 0 | 0 | 1.5 | 13.34% | 0
4 | 27 | 21 | 30 | 100 | 100 | 0 | 0 | 0 | 0 | 1.5 | 13.34% | 0
4 | 27 | 22 | 30 | 100 | 100 | 0 | 0 | 0 | 0 | 1.5 | 13.34% | 0
4 | 27 | 23 | 30 | 100 | 100 | 0 | 0 | 0 | 0 | 1.5 | 13.34% | 0
4 | 28 | 0 | 30 | 100 | 100 | 0 | 0 | 0 | 0 | 1.5 | 13.34% | 0
4 | 28 | 1 | 30 | 100 | 100 | 0 | 0 | 0 | 0 | 1.5 | 13.34% | 0
4 | 28 | 2 | 30 | 100 | 100 | 0 | 0 | 0 | 0 | 1.5 | 13.34% | 0
4 | 28 | 3 | 30 | 100 | 100 | 0 | 0 | 0 | 0 | 1.5 | 13.34% | 0
4 | 28 | 4 | 30 | 100 | 100 | 0 | 0 | 0 | 0 | 1.5 | 13.34% | 0
4 | 28 | 5 | 30 | 100 | 100 | 0 | 0 | 0 | 0 | 1.5 | 13.34% | 0
4 | 28 | 6 | 30 | 0 | 6.6524 | 0.017612 | 0 | -0.0010985 | -0.00549 | 1.5 | 13.34% | 6.6524
4 | 28 | 7 | 30 | 0 | 3.6425 | 0.049363 | 0 | -0.0017349 | -0.00867 | 1.5 | 13.34% | 3.6425
4 | 28 | 8 | 30 | 0 | 6.6163 | 0.045207 | 0 | -0.0028054 | -0.01402 | 1.5 | 13.34% | 6.6163
4 | 28 | 9 | 30 | 0 | 2.3866 | 0.11237 | 0 | -0.0026193 | -0.01309 | 1.5 | 13.34% | 2.3866
4 | 28 | 10 | 30 | 0 | 6.6592 | 0.056696 | 0 | -0.0035398 | -0.01769 | 1.5 | 13.34% | 6.6592
4 | 28 | 11 | 30 | 0 | 6.4623 | 0.072721 | 0 | -0.0044142 | -0.02206 | 1.5 | 13.34% | 6.4623
4 | 28 | 12 | 30 | 0 | 6.5555 | 0.071295 | 0 | -0.0043862 | -0.02192 | 1.5 | 13.34% | 6.5555
4 | 28 | 13 | 30 | 0 | 6.8892 | 0.042596 | 0 | -0.0027454 | -0.01372 | 1.5 | 13.34% | 6.8892
4 | 28 | 14 | 30 | 0 | 2.6274 | 0.10528 | 0 | -0.0026953 | -0.01347 | 1.5 | 13.34% | 2.6274
4 | 28 | 15 | 30 | 0 | 3.6497 | 0.069556 | 0 | -0.0024492 | -0.01224 | 1.5 | 13.34% | 3.6497
4 | 28 | 16 | 30 | 0 | 7.1595 | 0.011381 | 0 | -0.00076038 | -0.0038 | 1.5 | 13.34% | 7.1595
4 | 28 | 17 | 30 | 0 | 7.1768 | 0.005349 | 0 | -0.00035818 | -0.00179 | 1.5 | 13.34% | 7.1768
4 | 28 | 18 | 30 | 100 | 7.2317 | 0.002344 | 0 | -0.00015808 | -0.00079 | 1.5 | 13.34% | 92.7683
4 | 28 | 19 | 30 | 100 | 100 | 0 | 0 | 0 | 0 | 1.5 | 13.34% | 0
4 | 28 | 20 | 30 | 100 | 100 | 0 | 0 | 0 | 0 | 1.5 | 13.34% | 0
4 | 28 | 21 | 30 | 100 | 100 | 0 | 0 | 0 | 0 | 1.5 | 13.34% | 0
4 | 28 | 22 | 30 | 100 | 100 | 0 | 0 | 0 | 0 | 1.5 | 13.34% | 0
4 | 28 | 23 | 30 | 100 | 100 | 0 | 0 | 0 | 0 | 1.5 | 13.34% | 0
4 | 29 | 0 | 30 | 100 | 100 | 0 | 0 | 0 | 0 | 1.5 | 13.34% | 0
4 | 29 | 1 | 30 | 100 | 100 | 0 | 0 | 0 | 0 | 1.5 | 13.34% | 0
4 | 29 | 2 | 30 | 100 | 100 | 0 | 0 | 0 | 0 | 1.5 | 13.34% | 0
4 | 29 | 3 | 30 | 100 | 100 | 0 | 0 | 0 | 0 | 1.5 | 13.34% | 0
4 | 29 | 4 | 30 | 100 | 100 | 0 | 0 | 0 | 0 | 1.5 | 13.34% | 0
4 | 29 | 5 | 30 | 100 | 100 | 0 | 0 | 0 | 0 | 1.5 | 13.34% | 0
4 | 29 | 6 | 30 | 0 | 5.5007 | 0.020686 | 0 | -0.0010785 | -0.00539 | 1.5 | 13.34% | 5.5007
4 | 29 | 7 | 30 | 0 | 3.556 | 0.05023 | 0 | -0.0017249 | -0.00862 | 1.5 | 13.34% | 3.556
4 | 29 | 8 | 30 | 0 | 6.6534 | 0.045163 | 0 | -0.0028174 | -0.01408 | 1.5 | 13.34% | 6.6534
4 | 29 | 9 | 30 | 0 | 6.8356 | 0.05326 | 0 | -0.0034077 | -0.01703 | 1.5 | 13.34% | 6.8356
4 | 29 | 10 | 30 | 0 | 6.8642 | 0.044828 | 0 | -0.0028794 | -0.01439 | 1.5 | 13.34% | 6.8642
4 | 29 | 11 | 30 | 0 | 7.0614 | 0.034646 | 0 | -0.0022851 | -0.01142 | 1.5 | 13.34% | 7.0614
4 | 29 | 12 | 30 | 0 | 6.8182 | 0.062541 | 0 | -0.003992 | -0.01995 | 1.5 | 13.34% | 6.8182
4 | 29 | 13 | 30 | 0 | 6.7594 | 0.050567 | 0 | -0.0032016 | -0.016 | 1.5 | 13.34% | 6.7594
4 | 29 | 14 | 30 | 0 | 7.1714 | 0.021112 | 0 | -0.0014127 | -0.00706 | 1.5 | 13.34% | 7.1714
4 | 29 | 15 | 30 | 0 | 6.6669 | 0.043252 | 0 | -0.0027034 | -0.01351 | 1.5 | 13.34% | 6.6669
4 | 29 | 16 | 30 | 0 | 6.9663 | 0.020217 | 0 | -0.0013167 | -0.00658 | 1.5 | 13.34% | 6.9663
4 | 29 | 17 | 30 | 0 | 6.5841 | 0.016261 | 0 | -0.0010045 | -0.00502 | 1.5 | 13.34% | 6.5841
4 | 29 | 18 | 30 | 100 | 7.0325 | 0.00067 | 0 | -4.4022e-05 | -0.00022 | 1.5 | 13.34% | 92.9675
4 | 29 | 19 | 30 | 100 | 100 | 0 | 0 | 0 | 0 | 1.5 | 13.34% | 0
4 | 29 | 20 | 30 | 100 | 100 | 0 | 0 | 0 | 0 | 1.5 | 13.34% | 0
4 | 29 | 21 | 30 | 100 | 100 | 0 | 0 | 0 | 0 | 1.5 | 13.34% | 0
4 | 29 | 22 | 30 | 100 | 100 | 0 | 0 | 0 | 0 | 1.5 | 13.34% | 0
4 | 29 | 23 | 30 | 100 | 100 | 0 | 0 | 0 | 0 | 1.5 | 13.34% | 0
4 | 30 | 0 | 30 | 100 | 100 | 0 | 0 | 0 | 0 | 1.5 | 13.34% | 0
4 | 30 | 1 | 30 | 100 | 100 | 0 | 0 | 0 | 0 | 1.5 | 13.34% | 0
4 | 30 | 2 | 30 | 100 | 100 | 0 | 0 | 0 | 0 | 1.5 | 13.34% | 0
4 | 30 | 3 | 30 | 100 | 100 | 0 | 0 | 0 | 0 | 1.5 | 13.34% | 0
4 | 30 | 4 | 30 | 100 | 100 | 0 | 0 | 0 | 0 | 1.5 | 13.34% | 0
4 | 30 | 5 | 30 | 100 | 100 | 0 | 0 | 0 | 0 | 1.5 | 13.34% | 0
4 | 30 | 6 | 30 | 0 | 7.1286 | 0.009292 | 0 | -0.00061831 | -0.00309 | 1.5 | 13.34% | 7.1286
4 | 30 | 7 | 30 | 0 | 7.1635 | 0.012722 | 0 | -0.00085043 | -0.00425 | 1.5 | 13.34% | 7.1635
4 | 30 | 8 | 30 | 0 | 7.1454 | 0.018603 | 0 | -0.0012406 | -0.0062 | 1.5 | 13.34% | 7.1454
4 | 30 | 9 | 30 | 0 | 7.1636 | 0.022121 | 0 | -0.0014787 | -0.00739 | 1.5 | 13.34% | 7.1636
4 | 30 | 10 | 30 | 0 | 7.1603 | 0.025814 | 0 | -0.0017249 | -0.00862 | 1.5 | 13.34% | 7.1603
4 | 30 | 11 | 30 | 0 | 7.1526 | 0.028508 | 0 | -0.001903 | -0.00951 | 1.5 | 13.34% | 7.1526
4 | 30 | 12 | 30 | 0 | 7.1865 | 0.025965 | 0 | -0.0017409 | -0.0087 | 1.5 | 13.34% | 7.1865
4 | 30 | 13 | 30 | 0 | 7.1805 | 0.024462 | 0 | -0.0016388 | -0.00819 | 1.5 | 13.34% | 7.1805
4 | 30 | 14 | 30 | 0 | 7.1717 | 0.021111 | 0 | -0.0014127 | -0.00706 | 1.5 | 13.34% | 7.1717
4 | 30 | 15 | 30 | 0 | 7.1686 | 0.016752 | 0 | -0.0011206 | -0.0056 | 1.5 | 13.34% | 7.1686
4 | 30 | 16 | 30 | 0 | 7.1679 | 0.011548 | 0 | -0.00077239 | -0.00386 | 1.5 | 13.34% | 7.1679
4 | 30 | 17 | 30 | 0 | 7.1963 | 0.00617 | 0 | -0.00041421 | -0.00207 | 1.5 | 13.34% | 7.1963
4 | 30 | 18 | 30 | 100 | 7.1873 | 0.003014 | 0 | -0.0002021 | -0.00101 | 1.5 | 13.34% | 92.8127
4 | 30 | 19 | 30 | 100 | 100 | 0 | 0 | 0 | 0 | 1.5 | 13.34% | 0
4 | 30 | 20 | 30 | 100 | 100 | 0 | 0 | 0 | 0 | 1.5 | 13.34% | 0
4 | 30 | 21 | 30 | 100 | 100 | 0 | 0 | 0 | 0 | 1.5 | 13.34% | 0
4 | 30 | 22 | 30 | 100 | 100 | 0 | 0 | 0 | 0 | 1.5 | 13.34% | 0
4 | 30 | 23 | 30 | 100 | 100 | 0 | 0 | 0 | 0 | 1.5 | 13.34% | 0
5 | 1 | 0 | 30 | 100 | 100 | 0 | 0 | 0 | 0 | 1.5 | 13.34% | 0
5 | 1 | 1 | 30 | 100 | 100 | 0 | 0 | 0 | 0 | 1.5 | 13.34% | 0
5 | 1 | 2 | 30 | 100 | 100 | 0 | 0 | 0 | 0 | 1.5 | 13.34% | 0
5 | 1 | 3 | 30 | 100 | 100 | 0 | 0 | 0 | 0 | 1.5 | 13.34% | 0
5 | 1 | 4 | 30 | 100 | 100 | 0 | 0 | 0 | 0 | 1.5 | 13.34% | 0
5 | 1 | 5 | 30 | 100 | 7.1999 | 0.00432 | 0 | -0.00029014 | -0.00145 | 1.5 | 13.34% | 92.8001
5 | 1 | 6 | 30 | 0 | 2.274 | 0.023579 | 0 | -0.00052426 | -0.00262 | 1.5 | 13.34% | 2.274
5 | 1 | 7 | 30 | 0 | 0.65853 | 0.074324 | 0 | -0.00048624 | -0.00243 | 1.5 | 13.34% | 0.65853
5 | 1 | 8 | 30 | 0 | 0.75641 | 0.12554 | 0 | -0.00094247 | -0.00471 | 1.5 | 13.34% | 0.75641
5 | 1 | 9 | 30 | 0 | 0.63642 | 0.16865 | 0 | -0.0010665 | -0.00533 | 1.5 | 13.34% | 0.63642
5 | 1 | 10 | 30 | 0 | 0.56743 | 0.19931 | 0 | -0.0011246 | -0.00562 | 1.5 | 13.34% | 0.56743
5 | 1 | 11 | 30 | 0 | 0.53578 | 0.21477 | 0 | -0.0011446 | -0.00572 | 1.5 | 13.34% | 0.53578
5 | 1 | 12 | 30 | 0 | 0.53817 | 0.21345 | 0 | -0.0011426 | -0.00571 | 1.5 | 13.34% | 0.53817
5 | 1 | 13 | 30 | 0 | 0.4409 | 0.18781 | 0 | -0.00082441 | -0.00412 | 1.5 | 13.34% | 0.4409
5 | 1 | 14 | 30 | 0 | 1.9941 | 0.11719 | 0 | -0.0022911 | -0.01145 | 1.5 | 13.34% | 1.9941
5 | 1 | 15 | 30 | 0 | 0.71021 | 0.11123 | 0 | -0.00078439 | -0.00392 | 1.5 | 13.34% | 0.71021
5 | 1 | 16 | 30 | 0 | 1.7068 | 0.058545 | 0 | -0.00098249 | -0.00491 | 1.5 | 13.34% | 1.7068
5 | 1 | 17 | 30 | 0 | 5.5977 | 0.017968 | 0 | -0.00095248 | -0.00476 | 1.5 | 13.34% | 5.5977
5 | 1 | 18 | 30 | 100 | 7.2165 | 0.003181 | 0 | -0.00021411 | -0.00107 | 1.5 | 13.34% | 92.7835
5 | 1 | 19 | 30 | 100 | 100 | 0 | 0 | 0 | 0 | 1.5 | 13.34% | 0
5 | 1 | 20 | 30 | 100 | 100 | 0 | 0 | 0 | 0 | 1.5 | 13.34% | 0
5 | 1 | 21 | 30 | 100 | 100 | 0 | 0 | 0 | 0 | 1.5 | 13.34% | 0
5 | 1 | 22 | 30 | 100 | 100 | 0 | 0 | 0 | 0 | 1.5 | 13.34% | 0
5 | 1 | 23 | 30 | 100 | 100 | 0 | 0 | 0 | 0 | 1.5 | 13.34% | 0
5 | 2 | 0 | 30 | 100 | 100 | 0 | 0 | 0 | 0 | 1.5 | 13.34% | 0
5 | 2 | 1 | 30 | 100 | 100 | 0 | 0 | 0 | 0 | 1.5 | 13.34% | 0
5 | 2 | 2 | 30 | 100 | 100 | 0 | 0 | 0 | 0 | 1.5 | 13.34% | 0
5 | 2 | 3 | 30 | 100 | 100 | 0 | 0 | 0 | 0 | 1.5 | 13.34% | 0
5 | 2 | 4 | 30 | 100 | 100 | 0 | 0 | 0 | 0 | 1.5 | 13.34% | 0
5 | 2 | 5 | 30 | 100 | 7.2103 | 0.004939 | 0 | -0.00033217 | -0.00166 | 1.5 | 13.34% | 92.7897
5 | 2 | 6 | 30 | 0 | 3.0715 | 0.023569 | 0 | -0.00070235 | -0.00351 | 1.5 | 13.34% | 3.0715
5 | 2 | 7 | 30 | 0 | 0.98073 | 0.070875 | 0 | -0.00068834 | -0.00344 | 1.5 | 13.34% | 0.98073
5 | 2 | 8 | 30 | 0 | 0.52963 | 0.12192 | 0 | -0.00064232 | -0.00321 | 1.5 | 13.34% | 0.52963
5 | 2 | 9 | 30 | 0 | 0.59952 | 0.15714 | 0 | -0.00093647 | -0.00468 | 1.5 | 13.34% | 0.59952
5 | 2 | 10 | 30 | 0 | 0.55309 | 0.19317 | 0 | -0.0010625 | -0.00531 | 1.5 | 13.34% | 0.55309
5 | 2 | 11 | 30 | 0 | 0.52555 | 0.20936 | 0 | -0.0010945 | -0.00547 | 1.5 | 13.34% | 0.52555
5 | 2 | 12 | 30 | 0 | 0.49665 | 0.20083 | 0 | -0.0009925 | -0.00496 | 1.5 | 13.34% | 0.49665
5 | 2 | 13 | 30 | 0 | 1.7515 | 0.14356 | 0 | -0.0024712 | -0.01235 | 1.5 | 13.34% | 1.7515
5 | 2 | 14 | 30 | 0 | 2.0831 | 0.11561 | 0 | -0.0023592 | -0.01179 | 1.5 | 13.34% | 2.0831
5 | 2 | 15 | 30 | 0 | 2.5614 | 0.082445 | 0 | -0.002059 | -0.01029 | 1.5 | 13.34% | 2.5614
5 | 2 | 16 | 30 | 0 | 1.9304 | 0.057162 | 0 | -0.0010825 | -0.00541 | 1.5 | 13.34% | 1.9304
5 | 2 | 17 | 30 | 0 | 6.6797 | 0.016554 | 0 | -0.0010365 | -0.00518 | 1.5 | 13.34% | 6.6797
5 | 2 | 18 | 30 | 100 | 7.2272 | 0.004186 | 0 | -0.00028214 | -0.00141 | 1.5 | 13.34% | 92.7728
5 | 2 | 19 | 30 | 100 | 100 | 0 | 0 | 0 | 0 | 1.5 | 13.34% | 0
5 | 2 | 20 | 30 | 100 | 100 | 0 | 0 | 0 | 0 | 1.5 | 13.34% | 0
5 | 2 | 21 | 30 | 100 | 100 | 0 | 0 | 0 | 0 | 1.5 | 13.34% | 0
5 | 2 | 22 | 30 | 100 | 100 | 0 | 0 | 0 | 0 | 1.5 | 13.34% | 0
5 | 2 | 23 | 30 | 100 | 100 | 0 | 0 | 0 | 0 | 1.5 | 13.34% | 0
5 | 3 | 0 | 30 | 100 | 100 | 0 | 0 | 0 | 0 | 1.5 | 13.34% | 0
5 | 3 | 1 | 30 | 100 | 100 | 0 | 0 | 0 | 0 | 1.5 | 13.34% | 0
5 | 3 | 2 | 30 | 100 | 100 | 0 | 0 | 0 | 0 | 1.5 | 13.34% | 0
5 | 3 | 3 | 30 | 100 | 100 | 0 | 0 | 0 | 0 | 1.5 | 13.34% | 0
5 | 3 | 4 | 30 | 100 | 100 | 0 | 0 | 0 | 0 | 1.5 | 13.34% | 0
5 | 3 | 5 | 30 | 100 | 7.2025 | 0.005212 | 0 | -0.00035017 | -0.00175 | 1.5 | 13.34% | 92.7975
5 | 3 | 6 | 30 | 0 | 3.3486 | 0.023715 | 0 | -0.00076838 | -0.00384 | 1.5 | 13.34% | 3.3486
5 | 3 | 7 | 30 | 0 | 1.461 | 0.066562 | 0 | -0.00095848 | -0.00479 | 1.5 | 13.34% | 1.461
5 | 3 | 8 | 30 | 0 | 0.5936 | 0.12038 | 0 | -0.00071035 | -0.00355 | 1.5 | 13.34% | 0.5936
5 | 3 | 9 | 30 | 0 | 0.72334 | 0.15297 | 0 | -0.0010985 | -0.00549 | 1.5 | 13.34% | 0.72334
5 | 3 | 10 | 30 | 0 | 0.99684 | 0.16827 | 0 | -0.0016608 | -0.0083 | 1.5 | 13.34% | 0.99684
5 | 3 | 11 | 30 | 0 | 4.8068 | 0.095548 | 0 | -0.0043822 | -0.0219 | 1.5 | 13.34% | 4.8068
5 | 3 | 12 | 30 | 0 | 6.5924 | 0.071826 | 0 | -0.0044422 | -0.0222 | 1.5 | 13.34% | 6.5924
5 | 3 | 13 | 30 | 0 | 5.6926 | 0.076867 | 0 | -0.0041401 | -0.02069 | 1.5 | 13.34% | 5.6926
5 | 3 | 14 | 30 | 0 | 2.6455 | 0.10582 | 0 | -0.0027274 | -0.01363 | 1.5 | 13.34% | 2.6455
5 | 3 | 15 | 30 | 0 | 6.8015 | 0.035537 | 0 | -0.0022631 | -0.01131 | 1.5 | 13.34% | 6.8015
5 | 3 | 16 | 30 | 0 | 6.8445 | 0.025676 | 0 | -0.0016448 | -0.00822 | 1.5 | 13.34% | 6.8445
5 | 3 | 17 | 30 | 0 | 6.7561 | 0.016505 | 0 | -0.0010445 | -0.00522 | 1.5 | 13.34% | 6.7561
5 | 3 | 18 | 30 | 100 | 7.1741 | 0.003348 | 0 | -0.00022411 | -0.00112 | 1.5 | 13.34% | 92.8259
5 | 3 | 19 | 30 | 100 | 100 | 0 | 0 | 0 | 0 | 1.5 | 13.34% | 0
5 | 3 | 20 | 30 | 100 | 100 | 0 | 0 | 0 | 0 | 1.5 | 13.34% | 0
5 | 3 | 21 | 30 | 100 | 100 | 0 | 0 | 0 | 0 | 1.5 | 13.34% | 0
5 | 3 | 22 | 30 | 100 | 100 | 0 | 0 | 0 | 0 | 1.5 | 13.34% | 0
5 | 3 | 23 | 30 | 100 | 100 | 0 | 0 | 0 | 0 | 1.5 | 13.34% | 0
5 | 4 | 0 | 30 | 100 | 100 | 0 | 0 | 0 | 0 | 1.5 | 13.34% | 0
5 | 4 | 1 | 30 | 100 | 100 | 0 | 0 | 0 | 0 | 1.5 | 13.34% | 0
5 | 4 | 2 | 30 | 100 | 100 | 0 | 0 | 0 | 0 | 1.5 | 13.34% | 0
5 | 4 | 3 | 30 | 100 | 100 | 0 | 0 | 0 | 0 | 1.5 | 13.34% | 0
5 | 4 | 4 | 30 | 100 | 100 | 0 | 0 | 0 | 0 | 1.5 | 13.34% | 0
5 | 4 | 5 | 30 | 100 | 7.1621 | 0.002485 | 0 | -0.00016608 | -0.00083 | 1.5 | 13.34% | 92.8379
5 | 4 | 6 | 30 | 0 | 7.1313 | 0.00995 | 0 | -0.00066233 | -0.00331 | 1.5 | 13.34% | 7.1313
5 | 4 | 7 | 30 | 0 | 7.0371 | 0.018566 | 0 | -0.0012206 | -0.0061 | 1.5 | 13.34% | 7.0371
5 | 4 | 8 | 30 | 0 | 7.0035 | 0.026537 | 0 | -0.0017369 | -0.00868 | 1.5 | 13.34% | 7.0035
5 | 4 | 9 | 30 | 0 | 7.0013 | 0.032814 | 0 | -0.0021471 | -0.01073 | 1.5 | 13.34% | 7.0013
5 | 4 | 10 | 30 | 0 | 6.8821 | 0.044439 | 0 | -0.0028614 | -0.0143 | 1.5 | 13.34% | 6.8821
5 | 4 | 11 | 30 | 0 | 6.8853 | 0.046998 | 0 | -0.0030275 | -0.01513 | 1.5 | 13.34% | 6.8853
5 | 4 | 12 | 30 | 0 | 6.8828 | 0.046828 | 0 | -0.0030155 | -0.01507 | 1.5 | 13.34% | 6.8828
5 | 4 | 13 | 30 | 0 | 6.8873 | 0.043756 | 0 | -0.0028194 | -0.01409 | 1.5 | 13.34% | 6.8873
5 | 4 | 14 | 30 | 0 | 6.8869 | 0.038292 | 0 | -0.0024672 | -0.01233 | 1.5 | 13.34% | 6.8869
5 | 4 | 15 | 30 | 0 | 6.9107 | 0.03043 | 0 | -0.001967 | -0.00983 | 1.5 | 13.34% | 6.9107
5 | 4 | 16 | 30 | 0 | 7.0507 | 0.017378 | 0 | -0.0011446 | -0.00572 | 1.5 | 13.34% | 7.0507
5 | 4 | 17 | 30 | 0 | 7.1659 | 0.008768 | 0 | -0.00058629 | -0.00293 | 1.5 | 13.34% | 7.1659
5 | 4 | 18 | 30 | 100 | 7.2216 | 0.001842 | 0 | -0.00012406 | -0.00062 | 1.5 | 13.34% | 92.7784
5 | 4 | 19 | 30 | 100 | 100 | 0 | 0 | 0 | 0 | 1.5 | 13.34% | 0
5 | 4 | 20 | 30 | 100 | 100 | 0 | 0 | 0 | 0 | 1.5 | 13.34% | 0
5 | 4 | 21 | 30 | 100 | 100 | 0 | 0 | 0 | 0 | 1.5 | 13.34% | 0
5 | 4 | 22 | 30 | 100 | 100 | 0 | 0 | 0 | 0 | 1.5 | 13.34% | 0
5 | 4 | 23 | 30 | 100 | 100 | 0 | 0 | 0 | 0 | 1.5 | 13.34% | 0
5 | 5 | 0 | 30 | 100 | 100 | 0 | 0 | 0 | 0 | 1.5 | 13.34% | 0
5 | 5 | 1 | 30 | 100 | 100 | 0 | 0 | 0 | 0 | 1.5 | 13.34% | 0
5 | 5 | 2 | 30 | 100 | 100 | 0 | 0 | 0 | 0 | 1.5 | 13.34% | 0
5 | 5 | 3 | 30 | 100 | 100 | 0 | 0 | 0 | 0 | 1.5 | 13.34% | 0
5 | 5 | 4 | 30 | 100 | 100 | 0 | 0 | 0 | 0 | 1.5 | 13.34% | 0
5 | 5 | 5 | 30 | 100 | 7.1957 | 0.003279 | 0 | -0.00022011 | -0.0011 | 1.5 | 13.34% | 92.8043
5 | 5 | 6 | 30 | 0 | 7.0885 | 0.012364 | 0 | -0.00081841 | -0.00409 | 1.5 | 13.34% | 7.0885
5 | 5 | 7 | 30 | 0 | 2.4438 | 0.059388 | 0 | -0.0014167 | -0.00708 | 1.5 | 13.34% | 2.4438
5 | 5 | 8 | 30 | 0 | 2.2533 | 0.091257 | 0 | -0.002011 | -0.01005 | 1.5 | 13.34% | 2.2533
5 | 5 | 9 | 30 | 0 | 1.2914 | 0.13702 | 0 | -0.0017469 | -0.00873 | 1.5 | 13.34% | 1.2914
5 | 5 | 10 | 30 | 0 | 0.74876 | 0.17743 | 0 | -0.0013187 | -0.00659 | 1.5 | 13.34% | 0.74876
5 | 5 | 11 | 30 | 0 | 0.59595 | 0.19692 | 0 | -0.0011666 | -0.00583 | 1.5 | 13.34% | 0.59595
5 | 5 | 12 | 30 | 0 | 0.53408 | 0.21018 | 0 | -0.0011166 | -0.00558 | 1.5 | 13.34% | 0.53408
5 | 5 | 13 | 30 | 0 | 0.55662 | 0.18689 | 0 | -0.0010345 | -0.00517 | 1.5 | 13.34% | 0.55662
5 | 5 | 14 | 30 | 0 | 0.91139 | 0.14246 | 0 | -0.0012866 | -0.00643 | 1.5 | 13.34% | 0.91139
5 | 5 | 15 | 30 | 0 | 0.72638 | 0.11099 | 0 | -0.0008004 | -0.004 | 1.5 | 13.34% | 0.72638
5 | 5 | 16 | 30 | 0 | 1.2273 | 0.062551 | 0 | -0.00075838 | -0.00379 | 1.5 | 13.34% | 1.2273
5 | 5 | 17 | 30 | 0 | 3.8593 | 0.018309 | 0 | -0.00068034 | -0.0034 | 1.5 | 13.34% | 3.8593
5 | 5 | 18 | 30 | 100 | 7.1869 | 0.006864 | 0 | -0.00046023 | -0.0023 | 1.5 | 13.34% | 92.8131
5 | 5 | 19 | 30 | 100 | 100 | 0 | 0 | 0 | 0 | 1.5 | 13.34% | 0
5 | 5 | 20 | 30 | 100 | 100 | 0 | 0 | 0 | 0 | 1.5 | 13.34% | 0
5 | 5 | 21 | 30 | 100 | 100 | 0 | 0 | 0 | 0 | 1.5 | 13.34% | 0
5 | 5 | 22 | 30 | 100 | 100 | 0 | 0 | 0 | 0 | 1.5 | 13.34% | 0
5 | 5 | 23 | 30 | 100 | 100 | 0 | 0 | 0 | 0 | 1.5 | 13.34% | 0
5 | 6 | 0 | 30 | 100 | 100 | 0 | 0 | 0 | 0 | 1.5 | 13.34% | 0
5 | 6 | 1 | 30 | 100 | 100 | 0 | 0 | 0 | 0 | 1.5 | 13.34% | 0
5 | 6 | 2 | 30 | 100 | 100 | 0 | 0 | 0 | 0 | 1.5 | 13.34% | 0
5 | 6 | 3 | 30 | 100 | 100 | 0 | 0 | 0 | 0 | 1.5 | 13.34% | 0
5 | 6 | 4 | 30 | 100 | 100 | 0 | 0 | 0 | 0 | 1.5 | 13.34% | 0
5 | 6 | 5 | 30 | 100 | 7.2144 | 0.005888 | 0 | -0.0003962 | -0.00198 | 1.5 | 13.34% | 92.7856
5 | 6 | 6 | 30 | 0 | 3.3791 | 0.024426 | 0 | -0.0007984 | -0.00399 | 1.5 | 13.34% | 3.3791
5 | 6 | 7 | 30 | 0 | 1.3987 | 0.067746 | 0 | -0.00093447 | -0.00467 | 1.5 | 13.34% | 1.3987
5 | 6 | 8 | 30 | 0 | 1.4862 | 0.10289 | 0 | -0.0015068 | -0.00753 | 1.5 | 13.34% | 1.4862
5 | 6 | 9 | 30 | 0 | 0.61484 | 0.15685 | 0 | -0.00095848 | -0.00479 | 1.5 | 13.34% | 0.61484
5 | 6 | 10 | 30 | 0 | 1.0646 | 0.16621 | 0 | -0.0017509 | -0.00875 | 1.5 | 13.34% | 1.0646
5 | 6 | 11 | 30 | 0 | 0.52753 | 0.20019 | 0 | -0.0010505 | -0.00525 | 1.5 | 13.34% | 0.52753
5 | 6 | 12 | 30 | 0 | 2.6019 | 0.13485 | 0 | -0.0034197 | -0.01709 | 1.5 | 13.34% | 2.6019
5 | 6 | 13 | 30 | 0 | 2.6655 | 0.1237 | 0 | -0.0032116 | -0.01605 | 1.5 | 13.34% | 2.6655
5 | 6 | 14 | 30 | 0 | 3.1506 | 0.098334 | 0 | -0.0030035 | -0.01501 | 1.5 | 13.34% | 3.1506
5 | 6 | 15 | 30 | 0 | 6.9317 | 0.029572 | 0 | -0.001917 | -0.00958 | 1.5 | 13.34% | 6.9317
5 | 6 | 16 | 30 | 0 | 6.9943 | 0.019866 | 0 | -0.0012986 | -0.00649 | 1.5 | 13.34% | 6.9943
5 | 6 | 17 | 30 | 0 | 7.1365 | 0.009733 | 0 | -0.00064832 | -0.00324 | 1.5 | 13.34% | 7.1365
5 | 6 | 18 | 30 | 100 | 7.2067 | 0.002679 | 0 | -0.00018009 | -0.0009 | 1.5 | 13.34% | 92.7933
5 | 6 | 19 | 30 | 100 | 100 | 0 | 0 | 0 | 0 | 1.5 | 13.34% | 0
5 | 6 | 20 | 30 | 100 | 100 | 0 | 0 | 0 | 0 | 1.5 | 13.34% | 0
5 | 6 | 21 | 30 | 100 | 100 | 0 | 0 | 0 | 0 | 1.5 | 13.34% | 0
5 | 6 | 22 | 30 | 100 | 100 | 0 | 0 | 0 | 0 | 1.5 | 13.34% | 0
5 | 6 | 23 | 30 | 100 | 100 | 0 | 0 | 0 | 0 | 1.5 | 13.34% | 0
5 | 7 | 0 | 30 | 100 | 100 | 0 | 0 | 0 | 0 | 1.5 | 13.34% | 0
5 | 7 | 1 | 30 | 100 | 100 | 0 | 0 | 0 | 0 | 1.5 | 13.34% | 0
5 | 7 | 2 | 30 | 100 | 100 | 0 | 0 | 0 | 0 | 1.5 | 13.34% | 0
5 | 7 | 3 | 30 | 100 | 100 | 0 | 0 | 0 | 0 | 1.5 | 13.34% | 0
5 | 7 | 4 | 30 | 100 | 100 | 0 | 0 | 0 | 0 | 1.5 | 13.34% | 0
5 | 7 | 5 | 30 | 100 | 7.2186 | 0.004369 | 0 | -0.00029415 | -0.00147 | 1.5 | 13.34% | 92.7814
5 | 7 | 6 | 30 | 0 | 7.101 | 0.011891 | 0 | -0.00078839 | -0.00394 | 1.5 | 13.34% | 7.101
5 | 7 | 7 | 30 | 0 | 6.8638 | 0.026886 | 0 | -0.0017269 | -0.00863 | 1.5 | 13.34% | 6.8638
5 | 7 | 8 | 30 | 0 | 4.1755 | 0.069394 | 0 | -0.0027814 | -0.0139 | 1.5 | 13.34% | 4.1755
5 | 7 | 9 | 30 | 0 | 2.8892 | 0.10575 | 0 | -0.0029695 | -0.01484 | 1.5 | 13.34% | 2.8892
5 | 7 | 10 | 30 | 0 | 1.5832 | 0.15099 | 0 | -0.0023532 | -0.01176 | 1.5 | 13.34% | 1.5832
5 | 7 | 11 | 30 | 0 | 0.61316 | 0.19602 | 0 | -0.0011946 | -0.00597 | 1.5 | 13.34% | 0.61316
5 | 7 | 12 | 30 | 0 | 2.4403 | 0.1386 | 0 | -0.0033016 | -0.0165 | 1.5 | 13.34% | 2.4403
5 | 7 | 13 | 30 | 0 | 1.9688 | 0.13877 | 0 | -0.0026793 | -0.01339 | 1.5 | 13.34% | 1.9688
5 | 7 | 14 | 30 | 0 | 0.99968 | 0.1401 | 0 | -0.0013867 | -0.00693 | 1.5 | 13.34% | 0.99968
5 | 7 | 15 | 30 | 0 | 2.1291 | 0.088593 | 0 | -0.0018469 | -0.00923 | 1.5 | 13.34% | 2.1291
5 | 7 | 16 | 30 | 0 | 3.4722 | 0.048778 | 0 | -0.0016368 | -0.00818 | 1.5 | 13.34% | 3.4722
5 | 7 | 17 | 30 | 0 | 4.8207 | 0.019057 | 0 | -0.00087644 | -0.00438 | 1.5 | 13.34% | 4.8207
5 | 7 | 18 | 30 | 100 | 7.1948 | 0.006529 | 0 | -0.00043822 | -0.00219 | 1.5 | 13.34% | 92.8052
5 | 7 | 19 | 30 | 100 | 100 | 0 | 0 | 0 | 0 | 1.5 | 13.34% | 0
5 | 7 | 20 | 30 | 100 | 100 | 0 | 0 | 0 | 0 | 1.5 | 13.34% | 0
5 | 7 | 21 | 30 | 100 | 100 | 0 | 0 | 0 | 0 | 1.5 | 13.34% | 0
5 | 7 | 22 | 30 | 100 | 100 | 0 | 0 | 0 | 0 | 1.5 | 13.34% | 0
5 | 7 | 23 | 30 | 100 | 100 | 0 | 0 | 0 | 0 | 1.5 | 13.34% | 0
5 | 8 | 0 | 30 | 100 | 100 | 0 | 0 | 0 | 0 | 1.5 | 13.34% | 0
5 | 8 | 1 | 30 | 100 | 100 | 0 | 0 | 0 | 0 | 1.5 | 13.34% | 0
5 | 8 | 2 | 30 | 100 | 100 | 0 | 0 | 0 | 0 | 1.5 | 13.34% | 0
5 | 8 | 3 | 30 | 100 | 100 | 0 | 0 | 0 | 0 | 1.5 | 13.34% | 0
5 | 8 | 4 | 30 | 100 | 100 | 0 | 0 | 0 | 0 | 1.5 | 13.34% | 0
5 | 8 | 5 | 30 | 100 | 7.1968 | 0.00611 | 0 | -0.00041021 | -0.00205 | 1.5 | 13.34% | 92.8032
5 | 8 | 6 | 30 | 0 | 3.1793 | 0.024937 | 0 | -0.00076838 | -0.00384 | 1.5 | 13.34% | 3.1793
5 | 8 | 7 | 30 | 0 | 0.9992 | 0.071803 | 0 | -0.00071035 | -0.00355 | 1.5 | 13.34% | 0.9992
5 | 8 | 8 | 30 | 0 | 0.7891 | 0.11629 | 0 | -0.00091046 | -0.00455 | 1.5 | 13.34% | 0.7891
5 | 8 | 9 | 30 | 0 | 0.62367 | 0.16336 | 0 | -0.0010125 | -0.00506 | 1.5 | 13.34% | 0.62367
5 | 8 | 10 | 30 | 0 | 0.54955 | 0.19038 | 0 | -0.0010405 | -0.0052 | 1.5 | 13.34% | 0.54955
5 | 8 | 11 | 30 | 0 | 0.52763 | 0.20892 | 0 | -0.0010965 | -0.00548 | 1.5 | 13.34% | 0.52763
5 | 8 | 12 | 30 | 0 | 0.74434 | 0.18904 | 0 | -0.0013967 | -0.00698 | 1.5 | 13.34% | 0.74434
5 | 8 | 13 | 30 | 0 | 1.0031 | 0.16521 | 0 | -0.0016408 | -0.0082 | 1.5 | 13.34% | 1.0031
5 | 8 | 14 | 30 | 0 | 0.68888 | 0.14916 | 0 | -0.0010205 | -0.0051 | 1.5 | 13.34% | 0.68888
5 | 8 | 15 | 30 | 0 | 0.97868 | 0.10612 | 0 | -0.0010285 | -0.00514 | 1.5 | 13.34% | 0.97868
5 | 8 | 16 | 30 | 0 | 1.2161 | 0.062951 | 0 | -0.00075638 | -0.00378 | 1.5 | 13.34% | 1.2161
5 | 8 | 17 | 30 | 0 | 4.5916 | 0.019144 | 0 | -0.00084042 | -0.0042 | 1.5 | 13.34% | 4.5916
5 | 8 | 18 | 30 | 100 | 7.2165 | 0.006362 | 0 | -0.00042821 | -0.00214 | 1.5 | 13.34% | 92.7835
5 | 8 | 19 | 30 | 100 | 100 | 0 | 0 | 0 | 0 | 1.5 | 13.34% | 0
5 | 8 | 20 | 30 | 100 | 100 | 0 | 0 | 0 | 0 | 1.5 | 13.34% | 0
5 | 8 | 21 | 30 | 100 | 100 | 0 | 0 | 0 | 0 | 1.5 | 13.34% | 0
5 | 8 | 22 | 30 | 100 | 100 | 0 | 0 | 0 | 0 | 1.5 | 13.34% | 0
5 | 8 | 23 | 30 | 100 | 100 | 0 | 0 | 0 | 0 | 1.5 | 13.34% | 0
5 | 9 | 0 | 30 | 100 | 100 | 0 | 0 | 0 | 0 | 1.5 | 13.34% | 0
5 | 9 | 1 | 30 | 100 | 100 | 0 | 0 | 0 | 0 | 1.5 | 13.34% | 0
5 | 9 | 2 | 30 | 100 | 100 | 0 | 0 | 0 | 0 | 1.5 | 13.34% | 0
5 | 9 | 3 | 30 | 100 | 100 | 0 | 0 | 0 | 0 | 1.5 | 13.34% | 0
5 | 9 | 4 | 30 | 100 | 100 | 0 | 0 | 0 | 0 | 1.5 | 13.34% | 0
5 | 9 | 5 | 30 | 100 | 7.2052 | 0.006282 | 0 | -0.00042221 | -0.00211 | 1.5 | 13.34% | 92.7948
5 | 9 | 6 | 30 | 0 | 5.7054 | 0.0228 | 0 | -0.0012306 | -0.00615 | 1.5 | 13.34% | 5.7054
5 | 9 | 7 | 30 | 0 | 6.7121 | 0.03334 | 0 | -0.002097 | -0.01048 | 1.5 | 13.34% | 6.7121
5 | 9 | 8 | 30 | 0 | 3.6542 | 0.075264 | 0 | -0.0026533 | -0.01326 | 1.5 | 13.34% | 3.6542
5 | 9 | 9 | 30 | 0 | 3.7568 | 0.093065 | 0 | -0.0033697 | -0.01684 | 1.5 | 13.34% | 3.7568
5 | 9 | 10 | 30 | 0 | 3.2984 | 0.11443 | 0 | -0.0036538 | -0.01826 | 1.5 | 13.34% | 3.2984
5 | 9 | 11 | 30 | 0 | 1.6386 | 0.15986 | 0 | -0.0025773 | -0.01288 | 1.5 | 13.34% | 1.6386
5 | 9 | 12 | 30 | 0 | 2.7318 | 0.13244 | 0 | -0.0035218 | -0.0176 | 1.5 | 13.34% | 2.7318
5 | 9 | 13 | 30 | 0 | 6.7376 | 0.053573 | 0 | -0.0033817 | -0.0169 | 1.5 | 13.34% | 6.7376
5 | 9 | 14 | 30 | 0 | 3.5099 | 0.093652 | 0 | -0.0031756 | -0.01587 | 1.5 | 13.34% | 3.5099
5 | 9 | 15 | 30 | 0 | 2.701 | 0.081942 | 0 | -0.0021551 | -0.01077 | 1.5 | 13.34% | 2.701
5 | 9 | 16 | 30 | 0 | 3.9048 | 0.046803 | 0 | -0.0017589 | -0.00879 | 1.5 | 13.34% | 3.9048
5 | 9 | 17 | 30 | 0 | 5.777 | 0.019345 | 0 | -0.0010565 | -0.00528 | 1.5 | 13.34% | 5.777
5 | 9 | 18 | 30 | 100 | 7.2184 | 0.005023 | 0 | -0.00033817 | -0.00169 | 1.5 | 13.34% | 92.7816
5 | 9 | 19 | 30 | 100 | 100 | 0 | 0 | 0 | 0 | 1.5 | 13.34% | 0
5 | 9 | 20 | 30 | 100 | 100 | 0 | 0 | 0 | 0 | 1.5 | 13.34% | 0
5 | 9 | 21 | 30 | 100 | 100 | 0 | 0 | 0 | 0 | 1.5 | 13.34% | 0
5 | 9 | 22 | 30 | 100 | 100 | 0 | 0 | 0 | 0 | 1.5 | 13.34% | 0
5 | 9 | 23 | 30 | 100 | 100 | 0 | 0 | 0 | 0 | 1.5 | 13.34% | 0
5 | 10 | 0 | 30 | 100 | 100 | 0 | 0 | 0 | 0 | 1.5 | 13.34% | 0
5 | 10 | 1 | 30 | 100 | 100 | 0 | 0 | 0 | 0 | 1.5 | 13.34% | 0
5 | 10 | 2 | 30 | 100 | 100 | 0 | 0 | 0 | 0 | 1.5 | 13.34% | 0
5 | 10 | 3 | 30 | 100 | 100 | 0 | 0 | 0 | 0 | 1.5 | 13.34% | 0
5 | 10 | 4 | 30 | 100 | 100 | 0 | 0 | 0 | 0 | 1.5 | 13.34% | 0
5 | 10 | 5 | 30 | 100 | 7.208 | 0.006875 | 0 | -0.00046223 | -0.00231 | 1.5 | 13.34% | 92.792
5 | 10 | 6 | 30 | 0 | 3.2055 | 0.025319 | 0 | -0.00078639 | -0.00393 | 1.5 | 13.34% | 3.2055
5 | 10 | 7 | 30 | 0 | 2.505 | 0.060019 | 0 | -0.0014667 | -0.00733 | 1.5 | 13.34% | 2.505
5 | 10 | 8 | 30 | 0 | 0.94359 | 0.11324 | 0 | -0.0010585 | -0.00529 | 1.5 | 13.34% | 0.94359
5 | 10 | 9 | 30 | 0 | 1.4785 | 0.13308 | 0 | -0.001939 | -0.00969 | 1.5 | 13.34% | 1.4785
5 | 10 | 10 | 30 | 0 | 0.66942 | 0.18055 | 0 | -0.0012006 | -0.006 | 1.5 | 13.34% | 0.66942
5 | 10 | 11 | 30 | 0 | 0.70271 | 0.19184 | 0 | -0.0013387 | -0.00669 | 1.5 | 13.34% | 0.70271
5 | 10 | 12 | 30 | 0 | 0.52286 | 0.20351 | 0 | -0.0010585 | -0.00529 | 1.5 | 13.34% | 0.52286
5 | 10 | 13 | 30 | 0 | 0.48703 | 0.18496 | 0 | -0.00089645 | -0.00448 | 1.5 | 13.34% | 0.48703
5 | 10 | 14 | 30 | 0 | 1.1166 | 0.13717 | 0 | -0.0015148 | -0.00757 | 1.5 | 13.34% | 1.1166
5 | 10 | 15 | 30 | 0 | 3.0474 | 0.07822 | 0 | -0.0023132 | -0.01156 | 1.5 | 13.34% | 3.0474
5 | 10 | 16 | 30 | 0 | 1.7204 | 0.05963 | 0 | -0.0010085 | -0.00504 | 1.5 | 13.34% | 1.7204
5 | 10 | 17 | 30 | 0 | 4.7521 | 0.01954 | 0 | -0.00088644 | -0.00443 | 1.5 | 13.34% | 4.7521
5 | 10 | 18 | 30 | 100 | 7.2246 | 0.004722 | 0 | -0.00031816 | -0.00159 | 1.5 | 13.34% | 92.7754
5 | 10 | 19 | 30 | 100 | 100 | 0 | 0 | 0 | 0 | 1.5 | 13.34% | 0
5 | 10 | 20 | 30 | 100 | 100 | 0 | 0 | 0 | 0 | 1.5 | 13.34% | 0
5 | 10 | 21 | 30 | 100 | 100 | 0 | 0 | 0 | 0 | 1.5 | 13.34% | 0
5 | 10 | 22 | 30 | 100 | 100 | 0 | 0 | 0 | 0 | 1.5 | 13.34% | 0
5 | 10 | 23 | 30 | 100 | 100 | 0 | 0 | 0 | 0 | 1.5 | 13.34% | 0
5 | 11 | 0 | 30 | 100 | 100 | 0 | 0 | 0 | 0 | 1.5 | 13.34% | 0
5 | 11 | 1 | 30 | 100 | 100 | 0 | 0 | 0 | 0 | 1.5 | 13.34% | 0
5 | 11 | 2 | 30 | 100 | 100 | 0 | 0 | 0 | 0 | 1.5 | 13.34% | 0
5 | 11 | 3 | 30 | 100 | 100 | 0 | 0 | 0 | 0 | 1.5 | 13.34% | 0
5 | 11 | 4 | 30 | 100 | 100 | 0 | 0 | 0 | 0 | 1.5 | 13.34% | 0
5 | 11 | 5 | 30 | 100 | 7.2189 | 0.006687 | 0 | -0.00045022 | -0.00225 | 1.5 | 13.34% | 92.7811
5 | 11 | 6 | 30 | 0 | 4.0726 | 0.025107 | 0 | -0.00098249 | -0.00491 | 1.5 | 13.34% | 4.0726
5 | 11 | 7 | 30 | 0 | 1.4957 | 0.067758 | 0 | -0.0009985 | -0.00499 | 1.5 | 13.34% | 1.4957
5 | 11 | 8 | 30 | 0 | 0.61454 | 0.12056 | 0 | -0.00073637 | -0.00368 | 1.5 | 13.34% | 0.61454
5 | 11 | 9 | 30 | 0 | 1.4378 | 0.13411 | 0 | -0.0019009 | -0.0095 | 1.5 | 13.34% | 1.4378
5 | 11 | 10 | 30 | 0 | 0.55716 | 0.19285 | 0 | -0.0010685 | -0.00534 | 1.5 | 13.34% | 0.55716
5 | 11 | 11 | 30 | 0 | 0.83853 | 0.18625 | 0 | -0.0015488 | -0.00774 | 1.5 | 13.34% | 0.83853
5 | 11 | 12 | 30 | 0 | 0.93644 | 0.18139 | 0 | -0.0016828 | -0.00841 | 1.5 | 13.34% | 0.93644
5 | 11 | 13 | 30 | 0 | 0.62062 | 0.17908 | 0 | -0.0011046 | -0.00552 | 1.5 | 13.34% | 0.62062
5 | 11 | 14 | 30 | 0 | 0.97374 | 0.14089 | 0 | -0.0013587 | -0.00679 | 1.5 | 13.34% | 0.97374
5 | 11 | 15 | 30 | 0 | 1.1304 | 0.10365 | 0 | -0.0011586 | -0.00579 | 1.5 | 13.34% | 1.1304
5 | 11 | 16 | 30 | 0 | 1.6648 | 0.060122 | 0 | -0.00098449 | -0.00492 | 1.5 | 13.34% | 1.6648
5 | 11 | 17 | 30 | 0 | 5.1698 | 0.019824 | 0 | -0.00097449 | -0.00487 | 1.5 | 13.34% | 5.1698
5 | 11 | 18 | 30 | 100 | 7.217 | 0.004905 | 0 | -0.00033016 | -0.00165 | 1.5 | 13.34% | 92.783
5 | 11 | 19 | 30 | 100 | 100 | 0 | 0 | 0 | 0 | 1.5 | 13.34% | 0
5 | 11 | 20 | 30 | 100 | 100 | 0 | 0 | 0 | 0 | 1.5 | 13.34% | 0
5 | 11 | 21 | 30 | 100 | 100 | 0 | 0 | 0 | 0 | 1.5 | 13.34% | 0
5 | 11 | 22 | 30 | 100 | 100 | 0 | 0 | 0 | 0 | 1.5 | 13.34% | 0
5 | 11 | 23 | 30 | 100 | 100 | 0 | 0 | 0 | 0 | 1.5 | 13.34% | 0
5 | 12 | 0 | 30 | 100 | 100 | 0 | 0 | 0 | 0 | 1.5 | 13.34% | 0
5 | 12 | 1 | 30 | 100 | 100 | 0 | 0 | 0 | 0 | 1.5 | 13.34% | 0
5 | 12 | 2 | 30 | 100 | 100 | 0 | 0 | 0 | 0 | 1.5 | 13.34% | 0
5 | 12 | 3 | 30 | 100 | 100 | 0 | 0 | 0 | 0 | 1.5 | 13.34% | 0
5 | 12 | 4 | 30 | 100 | 100 | 0 | 0 | 0 | 0 | 1.5 | 13.34% | 0
5 | 12 | 5 | 30 | 100 | 7.1975 | 0.005275 | 0 | -0.00035418 | -0.00177 | 1.5 | 13.34% | 92.8025
5 | 12 | 6 | 30 | 0 | 1.9041 | 0.026023 | 0 | -0.00048624 | -0.00243 | 1.5 | 13.34% | 1.9041
5 | 12 | 7 | 30 | 0 | 0.97095 | 0.072623 | 0 | -0.00069835 | -0.00349 | 1.5 | 13.34% | 0.97095
5 | 12 | 8 | 30 | 0 | 0.50862 | 0.12337 | 0 | -0.00062431 | -0.00312 | 1.5 | 13.34% | 0.50862
5 | 12 | 9 | 30 | 0 | 0.6414 | 0.16829 | 0 | -0.0010725 | -0.00536 | 1.5 | 13.34% | 0.6414
5 | 12 | 10 | 30 | 0 | 0.571 | 0.19807 | 0 | -0.0011246 | -0.00562 | 1.5 | 13.34% | 0.571
5 | 12 | 11 | 30 | 0 | 0.53117 | 0.20905 | 0 | -0.0011046 | -0.00552 | 1.5 | 13.34% | 0.53117
5 | 12 | 12 | 30 | 0 | 0.54192 | 0.21161 | 0 | -0.0011406 | -0.0057 | 1.5 | 13.34% | 0.54192
5 | 12 | 13 | 30 | 0 | 0.58009 | 0.19429 | 0 | -0.0011206 | -0.0056 | 1.5 | 13.34% | 0.58009
5 | 12 | 14 | 30 | 0 | 0.65983 | 0.1624 | 0 | -0.0010645 | -0.00532 | 1.5 | 13.34% | 0.65983
5 | 12 | 15 | 30 | 0 | 0.79914 | 0.11913 | 0 | -0.00094447 | -0.00472 | 1.5 | 13.34% | 0.79914
5 | 12 | 16 | 30 | 0 | 0.65882 | 0.068177 | 0 | -0.00044622 | -0.00223 | 1.5 | 13.34% | 0.65882
5 | 12 | 17 | 30 | 0 | 2.5724 | 0.018511 | 0 | -0.00046423 | -0.00232 | 1.5 | 13.34% | 2.5724
5 | 12 | 18 | 30 | 100 | 7.2144 | 0.004074 | 0 | -0.00027414 | -0.00137 | 1.5 | 13.34% | 92.7856
5 | 12 | 19 | 30 | 100 | 100 | 0 | 0 | 0 | 0 | 1.5 | 13.34% | 0
5 | 12 | 20 | 30 | 100 | 100 | 0 | 0 | 0 | 0 | 1.5 | 13.34% | 0
5 | 12 | 21 | 30 | 100 | 100 | 0 | 0 | 0 | 0 | 1.5 | 13.34% | 0
5 | 12 | 22 | 30 | 100 | 100 | 0 | 0 | 0 | 0 | 1.5 | 13.34% | 0
5 | 12 | 23 | 30 | 100 | 100 | 0 | 0 | 0 | 0 | 1.5 | 13.34% | 0
5 | 13 | 0 | 30 | 100 | 100 | 0 | 0 | 0 | 0 | 1.5 | 13.34% | 0
5 | 13 | 1 | 30 | 100 | 100 | 0 | 0 | 0 | 0 | 1.5 | 13.34% | 0
5 | 13 | 2 | 30 | 100 | 100 | 0 | 0 | 0 | 0 | 1.5 | 13.34% | 0
5 | 13 | 3 | 30 | 100 | 100 | 0 | 0 | 0 | 0 | 1.5 | 13.34% | 0
5 | 13 | 4 | 30 | 100 | 7.2201 | 0.000167 | 0 | -1.1246e-05 | -5.62e-05 | 1.5 | 13.34% | 92.7799
5 | 13 | 5 | 30 | 100 | 7.1888 | 0.005818 | 0 | -0.00039019 | -0.00195 | 1.5 | 13.34% | 92.8112
5 | 13 | 6 | 30 | 0 | 2.6234 | 0.025988 | 0 | -0.00066433 | -0.00332 | 1.5 | 13.34% | 2.6234
5 | 13 | 7 | 30 | 0 | 1.1109 | 0.07139 | 0 | -0.00078439 | -0.00392 | 1.5 | 13.34% | 1.1109
5 | 13 | 8 | 30 | 0 | 0.57016 | 0.12177 | 0 | -0.00069034 | -0.00345 | 1.5 | 13.34% | 0.57016
5 | 13 | 9 | 30 | 0 | 0.50911 | 0.16078 | 0 | -0.00081441 | -0.00407 | 1.5 | 13.34% | 0.50911
5 | 13 | 10 | 30 | 0 | 0.61362 | 0.18275 | 0 | -0.0011146 | -0.00557 | 1.5 | 13.34% | 0.61362
5 | 13 | 11 | 30 | 0 | 0.51767 | 0.20243 | 0 | -0.0010425 | -0.00521 | 1.5 | 13.34% | 0.51767
5 | 13 | 12 | 30 | 0 | 0.55646 | 0.19707 | 0 | -0.0010905 | -0.00545 | 1.5 | 13.34% | 0.55646
5 | 13 | 13 | 30 | 0 | 0.72347 | 0.17495 | 0 | -0.0012566 | -0.00628 | 1.5 | 13.34% | 0.72347
5 | 13 | 14 | 30 | 0 | 1.3745 | 0.1312 | 0 | -0.0017789 | -0.00889 | 1.5 | 13.34% | 1.3745
5 | 13 | 15 | 30 | 0 | 4.4421 | 0.064831 | 0 | -0.0027574 | -0.01378 | 1.5 | 13.34% | 4.4421
5 | 13 | 16 | 30 | 0 | 6.6791 | 0.031992 | 0 | -0.002003 | -0.01001 | 1.5 | 13.34% | 6.6791
5 | 13 | 17 | 30 | 0 | 6.3312 | 0.019458 | 0 | -0.0011586 | -0.00579 | 1.5 | 13.34% | 6.3312
5 | 13 | 18 | 30 | 100 | 7.1895 | 0.004654 | 0 | -0.00031216 | -0.00156 | 1.5 | 13.34% | 92.8105
5 | 13 | 19 | 30 | 100 | 100 | 0 | 0 | 0 | 0 | 1.5 | 13.34% | 0
5 | 13 | 20 | 30 | 100 | 100 | 0 | 0 | 0 | 0 | 1.5 | 13.34% | 0
5 | 13 | 21 | 30 | 100 | 100 | 0 | 0 | 0 | 0 | 1.5 | 13.34% | 0
5 | 13 | 22 | 30 | 100 | 100 | 0 | 0 | 0 | 0 | 1.5 | 13.34% | 0
5 | 13 | 23 | 30 | 100 | 100 | 0 | 0 | 0 | 0 | 1.5 | 13.34% | 0
5 | 14 | 0 | 30 | 100 | 100 | 0 | 0 | 0 | 0 | 1.5 | 13.34% | 0
5 | 14 | 1 | 30 | 100 | 100 | 0 | 0 | 0 | 0 | 1.5 | 13.34% | 0
5 | 14 | 2 | 30 | 100 | 100 | 0 | 0 | 0 | 0 | 1.5 | 13.34% | 0
5 | 14 | 3 | 30 | 100 | 100 | 0 | 0 | 0 | 0 | 1.5 | 13.34% | 0
5 | 14 | 4 | 30 | 100 | 100 | 0 | 0 | 0 | 0 | 1.5 | 13.34% | 0
5 | 14 | 5 | 30 | 100 | 7.1878 | 0.007072 | 0 | -0.00047424 | -0.00237 | 1.5 | 13.34% | 92.8122
5 | 14 | 6 | 30 | 0 | 4.6208 | 0.025235 | 0 | -0.0011146 | -0.00557 | 1.5 | 13.34% | 4.6208
5 | 14 | 7 | 30 | 0 | 3.2093 | 0.05605 | 0 | -0.0017429 | -0.00871 | 1.5 | 13.34% | 3.2093
5 | 14 | 8 | 30 | 0 | 2.4463 | 0.090249 | 0 | -0.0021551 | -0.01077 | 1.5 | 13.34% | 2.4463
5 | 14 | 9 | 30 | 0 | 3.3974 | 0.099023 | 0 | -0.0032536 | -0.01626 | 1.5 | 13.34% | 3.3974
5 | 14 | 10 | 30 | 0 | 0.92342 | 0.17102 | 0 | -0.0015648 | -0.00782 | 1.5 | 13.34% | 0.92342
5 | 14 | 11 | 30 | 0 | 0.88369 | 0.18435 | 0 | -0.0016148 | -0.00807 | 1.5 | 13.34% | 0.88369
5 | 14 | 12 | 30 | 0 | 2.6802 | 0.13408 | 0 | -0.0034997 | -0.01749 | 1.5 | 13.34% | 2.6802
5 | 14 | 13 | 30 | 0 | 2.9951 | 0.11849 | 0 | -0.0034457 | -0.01722 | 1.5 | 13.34% | 2.9951
5 | 14 | 14 | 30 | 0 | 0.9464 | 0.14172 | 0 | -0.0013287 | -0.00664 | 1.5 | 13.34% | 0.9464
5 | 14 | 15 | 30 | 0 | 1.3865 | 0.099791 | 0 | -0.0013647 | -0.00682 | 1.5 | 13.34% | 1.3865
5 | 14 | 16 | 30 | 0 | 2.0437 | 0.058148 | 0 | -0.0011646 | -0.00582 | 1.5 | 13.34% | 2.0437
5 | 14 | 17 | 30 | 0 | 4.3954 | 0.020056 | 0 | -0.00084442 | -0.00422 | 1.5 | 13.34% | 4.3954
5 | 14 | 18 | 30 | 100 | 7.1871 | 0.005312 | 0 | -0.00035618 | -0.00178 | 1.5 | 13.34% | 92.8129
5 | 14 | 19 | 30 | 100 | 100 | 0 | 0 | 0 | 0 | 1.5 | 13.34% | 0
5 | 14 | 20 | 30 | 100 | 100 | 0 | 0 | 0 | 0 | 1.5 | 13.34% | 0
5 | 14 | 21 | 30 | 100 | 100 | 0 | 0 | 0 | 0 | 1.5 | 13.34% | 0
5 | 14 | 22 | 30 | 100 | 100 | 0 | 0 | 0 | 0 | 1.5 | 13.34% | 0
5 | 14 | 23 | 30 | 100 | 100 | 0 | 0 | 0 | 0 | 1.5 | 13.34% | 0
5 | 15 | 0 | 30 | 100 | 100 | 0 | 0 | 0 | 0 | 1.5 | 13.34% | 0
5 | 15 | 1 | 30 | 100 | 100 | 0 | 0 | 0 | 0 | 1.5 | 13.34% | 0
5 | 15 | 2 | 30 | 100 | 100 | 0 | 0 | 0 | 0 | 1.5 | 13.34% | 0
5 | 15 | 3 | 30 | 100 | 100 | 0 | 0 | 0 | 0 | 1.5 | 13.34% | 0
5 | 15 | 4 | 30 | 100 | 7.2201 | 0.000167 | 0 | -1.1246e-05 | -5.62e-05 | 1.5 | 13.34% | 92.7799
5 | 15 | 5 | 30 | 100 | 7.2018 | 0.006672 | 0 | -0.00044822 | -0.00224 | 1.5 | 13.34% | 92.7982
5 | 15 | 6 | 30 | 0 | 3.5962 | 0.025997 | 0 | -0.00090245 | -0.00451 | 1.5 | 13.34% | 3.5962
5 | 15 | 7 | 30 | 0 | 3.3871 | 0.055092 | 0 | -0.0018049 | -0.00902 | 1.5 | 13.34% | 3.3871
5 | 15 | 8 | 30 | 0 | 6.9267 | 0.032588 | 0 | -0.0021111 | -0.01055 | 1.5 | 13.34% | 6.9267
5 | 15 | 9 | 30 | 0 | 6.905 | 0.039933 | 0 | -0.0025793 | -0.01289 | 1.5 | 13.34% | 6.905
5 | 15 | 10 | 30 | 0 | 6.8986 | 0.045053 | 0 | -0.0029075 | -0.01453 | 1.5 | 13.34% | 6.8986
5 | 15 | 11 | 30 | 0 | 6.8987 | 0.04744 | 0 | -0.0030615 | -0.0153 | 1.5 | 13.34% | 6.8987
5 | 15 | 12 | 30 | 0 | 6.901 | 0.04727 | 0 | -0.0030515 | -0.01525 | 1.5 | 13.34% | 6.901
5 | 15 | 13 | 30 | 0 | 6.8986 | 0.044371 | 0 | -0.0028634 | -0.01431 | 1.5 | 13.34% | 6.8986
5 | 15 | 14 | 30 | 0 | 6.9055 | 0.038908 | 0 | -0.0025133 | -0.01256 | 1.5 | 13.34% | 6.9055
5 | 15 | 15 | 30 | 0 | 3.3847 | 0.075483 | 0 | -0.0024712 | -0.01235 | 1.5 | 13.34% | 3.3847
5 | 15 | 16 | 30 | 0 | 2.1522 | 0.057651 | 0 | -0.0012146 | -0.00607 | 1.5 | 13.34% | 2.1522
5 | 15 | 17 | 30 | 0 | 6.3712 | 0.019744 | 0 | -0.0011826 | -0.00591 | 1.5 | 13.34% | 6.3712
5 | 15 | 18 | 30 | 100 | 7.192 | 0.005577 | 0 | -0.00037419 | -0.00187 | 1.5 | 13.34% | 92.808
5 | 15 | 19 | 30 | 100 | 100 | 0 | 0 | 0 | 0 | 1.5 | 13.34% | 0
5 | 15 | 20 | 30 | 100 | 100 | 0 | 0 | 0 | 0 | 1.5 | 13.34% | 0
5 | 15 | 21 | 30 | 100 | 100 | 0 | 0 | 0 | 0 | 1.5 | 13.34% | 0
5 | 15 | 22 | 30 | 100 | 100 | 0 | 0 | 0 | 0 | 1.5 | 13.34% | 0
5 | 15 | 23 | 30 | 100 | 100 | 0 | 0 | 0 | 0 | 1.5 | 13.34% | 0
5 | 16 | 0 | 30 | 100 | 100 | 0 | 0 | 0 | 0 | 1.5 | 13.34% | 0
5 | 16 | 1 | 30 | 100 | 100 | 0 | 0 | 0 | 0 | 1.5 | 13.34% | 0
5 | 16 | 2 | 30 | 100 | 100 | 0 | 0 | 0 | 0 | 1.5 | 13.34% | 0
5 | 16 | 3 | 30 | 100 | 100 | 0 | 0 | 0 | 0 | 1.5 | 13.34% | 0
5 | 16 | 4 | 30 | 100 | 100 | 0 | 0 | 0 | 0 | 1.5 | 13.34% | 0
5 | 16 | 5 | 30 | 100 | 7.2125 | 0.003956 | 0 | -0.00026613 | -0.00133 | 1.5 | 13.34% | 92.7875
5 | 16 | 6 | 30 | 0 | 7.1445 | 0.010623 | 0 | -0.00070835 | -0.00354 | 1.5 | 13.34% | 7.1445
5 | 16 | 7 | 30 | 0 | 7.1231 | 0.015889 | 0 | -0.0010565 | -0.00528 | 1.5 | 13.34% | 7.1231
5 | 16 | 8 | 30 | 0 | 6.9377 | 0.032077 | 0 | -0.002081 | -0.0104 | 1.5 | 13.34% | 6.9377
5 | 16 | 9 | 30 | 0 | 6.912 | 0.039586 | 0 | -0.0025593 | -0.01279 | 1.5 | 13.34% | 6.912
5 | 16 | 10 | 30 | 0 | 5.3101 | 0.085201 | 0 | -0.0042961 | -0.02147 | 1.5 | 13.34% | 5.3101
5 | 16 | 11 | 30 | 0 | 6.9023 | 0.047262 | 0 | -0.0030515 | -0.01525 | 1.5 | 13.34% | 6.9023
5 | 16 | 12 | 30 | 0 | 0.9712 | 0.17995 | 0 | -0.0017309 | -0.00865 | 1.5 | 13.34% | 0.9712
5 | 16 | 13 | 30 | 0 | 6.6278 | 0.068118 | 0 | -0.0042341 | -0.02116 | 1.5 | 13.34% | 6.6278
5 | 16 | 14 | 30 | 0 | 6.7227 | 0.057814 | 0 | -0.0036418 | -0.0182 | 1.5 | 13.34% | 6.7227
5 | 16 | 15 | 30 | 0 | 3.145 | 0.078161 | 0 | -0.0023832 | -0.01191 | 1.5 | 13.34% | 3.145
5 | 16 | 16 | 30 | 0 | 1.8833 | 0.059429 | 0 | -0.0010985 | -0.00549 | 1.5 | 13.34% | 1.8833
5 | 16 | 17 | 30 | 0 | 7.0524 | 0.016311 | 0 | -0.0010745 | -0.00537 | 1.5 | 13.34% | 7.0524
5 | 16 | 18 | 30 | 100 | 7.2141 | 0.005799 | 0 | -0.00039019 | -0.00195 | 1.5 | 13.34% | 92.7859
5 | 16 | 19 | 30 | 100 | 100 | 0 | 0 | 0 | 0 | 1.5 | 13.34% | 0
5 | 16 | 20 | 30 | 100 | 100 | 0 | 0 | 0 | 0 | 1.5 | 13.34% | 0
5 | 16 | 21 | 30 | 100 | 100 | 0 | 0 | 0 | 0 | 1.5 | 13.34% | 0
5 | 16 | 22 | 30 | 100 | 100 | 0 | 0 | 0 | 0 | 1.5 | 13.34% | 0
5 | 16 | 23 | 30 | 100 | 100 | 0 | 0 | 0 | 0 | 1.5 | 13.34% | 0
5 | 17 | 0 | 30 | 100 | 100 | 0 | 0 | 0 | 0 | 1.5 | 13.34% | 0
5 | 17 | 1 | 30 | 100 | 100 | 0 | 0 | 0 | 0 | 1.5 | 13.34% | 0
5 | 17 | 2 | 30 | 100 | 100 | 0 | 0 | 0 | 0 | 1.5 | 13.34% | 0
5 | 17 | 3 | 30 | 100 | 100 | 0 | 0 | 0 | 0 | 1.5 | 13.34% | 0
5 | 17 | 4 | 30 | 100 | 7.2201 | 0.000167 | 0 | -1.1246e-05 | -5.62e-05 | 1.5 | 13.34% | 92.7799
5 | 17 | 5 | 30 | 100 | 7.2108 | 0.00717 | 0 | -0.00048224 | -0.00241 | 1.5 | 13.34% | 92.7892
5 | 17 | 6 | 30 | 0 | 2.7488 | 0.026478 | 0 | -0.00070835 | -0.00354 | 1.5 | 13.34% | 2.7488
5 | 17 | 7 | 30 | 0 | 1.3522 | 0.069594 | 0 | -0.00092846 | -0.00464 | 1.5 | 13.34% | 1.3522
5 | 17 | 8 | 30 | 0 | 0.76126 | 0.11733 | 0 | -0.00088644 | -0.00443 | 1.5 | 13.34% | 0.76126
5 | 17 | 9 | 30 | 0 | 4.1008 | 0.089656 | 0 | -0.0035318 | -0.01765 | 1.5 | 13.34% | 4.1008
5 | 17 | 10 | 30 | 0 | 0.69362 | 0.17923 | 0 | -0.0012346 | -0.00617 | 1.5 | 13.34% | 0.69362
5 | 17 | 11 | 30 | 0 | 0.69341 | 0.19178 | 0 | -0.0013207 | -0.0066 | 1.5 | 13.34% | 0.69341
5 | 17 | 12 | 30 | 0 | 1.3159 | 0.16854 | 0 | -0.0021891 | -0.01094 | 1.5 | 13.34% | 1.3159
5 | 17 | 13 | 30 | 0 | 2.6836 | 0.12465 | 0 | -0.0032576 | -0.01628 | 1.5 | 13.34% | 2.6836
5 | 17 | 14 | 30 | 0 | 0.94928 | 0.14172 | 0 | -0.0013327 | -0.00666 | 1.5 | 13.34% | 0.94928
5 | 17 | 15 | 30 | 0 | 1.2488 | 0.10221 | 0 | -0.0012606 | -0.0063 | 1.5 | 13.34% | 1.2488
5 | 17 | 16 | 30 | 0 | 5.3826 | 0.040273 | 0 | -0.002057 | -0.01028 | 1.5 | 13.34% | 5.3826
5 | 17 | 17 | 30 | 0 | 7.1376 | 0.011834 | 0 | -0.00078839 | -0.00394 | 1.5 | 13.34% | 7.1376
5 | 17 | 18 | 30 | 100 | 7.1917 | 0.0051 | 0 | -0.00034217 | -0.00171 | 1.5 | 13.34% | 92.8083
5 | 17 | 19 | 30 | 100 | 100 | 0 | 0 | 0 | 0 | 1.5 | 13.34% | 0
5 | 17 | 20 | 30 | 100 | 100 | 0 | 0 | 0 | 0 | 1.5 | 13.34% | 0
5 | 17 | 21 | 30 | 100 | 100 | 0 | 0 | 0 | 0 | 1.5 | 13.34% | 0
5 | 17 | 22 | 30 | 100 | 100 | 0 | 0 | 0 | 0 | 1.5 | 13.34% | 0
5 | 17 | 23 | 30 | 100 | 100 | 0 | 0 | 0 | 0 | 1.5 | 13.34% | 0
5 | 18 | 0 | 30 | 100 | 100 | 0 | 0 | 0 | 0 | 1.5 | 13.34% | 0
5 | 18 | 1 | 30 | 100 | 100 | 0 | 0 | 0 | 0 | 1.5 | 13.34% | 0
5 | 18 | 2 | 30 | 100 | 100 | 0 | 0 | 0 | 0 | 1.5 | 13.34% | 0
5 | 18 | 3 | 30 | 100 | 100 | 0 | 0 | 0 | 0 | 1.5 | 13.34% | 0
5 | 18 | 4 | 30 | 100 | 7.2201 | 0.000167 | 0 | -1.1246e-05 | -5.62e-05 | 1.5 | 13.34% | 92.7799
5 | 18 | 5 | 30 | 100 | 7.2013 | 0.008132 | 0 | -0.00054627 | -0.00273 | 1.5 | 13.34% | 92.7987
5 | 18 | 6 | 30 | 0 | 4.2814 | 0.026075 | 0 | -0.0010705 | -0.00535 | 1.5 | 13.34% | 4.2814
5 | 18 | 7 | 30 | 0 | 1.6056 | 0.067618 | 0 | -0.0010685 | -0.00534 | 1.5 | 13.34% | 1.6056
5 | 18 | 8 | 30 | 0 | 1.0738 | 0.11113 | 0 | -0.0011806 | -0.0059 | 1.5 | 13.34% | 1.0738
5 | 18 | 9 | 30 | 0 | 1.7508 | 0.12769 | 0 | -0.0021971 | -0.01098 | 1.5 | 13.34% | 1.7508
5 | 18 | 10 | 30 | 0 | 1.0876 | 0.16552 | 0 | -0.0017809 | -0.0089 | 1.5 | 13.34% | 1.0876
5 | 18 | 11 | 30 | 0 | 1.1617 | 0.17443 | 0 | -0.002003 | -0.01001 | 1.5 | 13.34% | 1.1617
5 | 18 | 12 | 30 | 0 | 0.83604 | 0.18487 | 0 | -0.0015328 | -0.00766 | 1.5 | 13.34% | 0.83604
5 | 18 | 13 | 30 | 0 | 0.94435 | 0.16705 | 0 | -0.0015628 | -0.00781 | 1.5 | 13.34% | 0.94435
5 | 18 | 14 | 30 | 0 | 1.6557 | 0.12556 | 0 | -0.002045 | -0.01022 | 1.5 | 13.34% | 1.6557
5 | 18 | 15 | 30 | 0 | 1.7518 | 0.094956 | 0 | -0.0016348 | -0.00817 | 1.5 | 13.34% | 1.7518
5 | 18 | 16 | 30 | 0 | 1.2984 | 0.063537 | 0 | -0.00081441 | -0.00407 | 1.5 | 13.34% | 1.2984
5 | 18 | 17 | 30 | 0 | 4.2124 | 0.020643 | 0 | -0.00083442 | -0.00417 | 1.5 | 13.34% | 4.2124
5 | 18 | 18 | 30 | 100 | 7.1899 | 0.006026 | 0 | -0.0004042 | -0.00202 | 1.5 | 13.34% | 92.8101
5 | 18 | 19 | 30 | 100 | 100 | 0 | 0 | 0 | 0 | 1.5 | 13.34% | 0
5 | 18 | 20 | 30 | 100 | 100 | 0 | 0 | 0 | 0 | 1.5 | 13.34% | 0
5 | 18 | 21 | 30 | 100 | 100 | 0 | 0 | 0 | 0 | 1.5 | 13.34% | 0
5 | 18 | 22 | 30 | 100 | 100 | 0 | 0 | 0 | 0 | 1.5 | 13.34% | 0
5 | 18 | 23 | 30 | 100 | 100 | 0 | 0 | 0 | 0 | 1.5 | 13.34% | 0
5 | 19 | 0 | 30 | 100 | 100 | 0 | 0 | 0 | 0 | 1.5 | 13.34% | 0
5 | 19 | 1 | 30 | 100 | 100 | 0 | 0 | 0 | 0 | 1.5 | 13.34% | 0
5 | 19 | 2 | 30 | 100 | 100 | 0 | 0 | 0 | 0 | 1.5 | 13.34% | 0
5 | 19 | 3 | 30 | 100 | 100 | 0 | 0 | 0 | 0 | 1.5 | 13.34% | 0
5 | 19 | 4 | 30 | 100 | 7.2201 | 0.000167 | 0 | -1.1246e-05 | -5.62e-05 | 1.5 | 13.34% | 92.7799
5 | 19 | 5 | 30 | 100 | 7.1968 | 0.007183 | 0 | -0.00048224 | -0.00241 | 1.5 | 13.34% | 92.8032
5 | 19 | 6 | 30 | 0 | 2.703 | 0.026686 | 0 | -0.00070235 | -0.00351 | 1.5 | 13.34% | 2.703
5 | 19 | 7 | 30 | 0 | 1.2513 | 0.070593 | 0 | -0.00087244 | -0.00436 | 1.5 | 13.34% | 1.2513
5 | 19 | 8 | 30 | 0 | 0.53301 | 0.12266 | 0 | -0.00065032 | -0.00325 | 1.5 | 13.34% | 0.53301
5 | 19 | 9 | 30 | 0 | 0.62779 | 0.1562 | 0 | -0.00097449 | -0.00487 | 1.5 | 13.34% | 0.62779
5 | 19 | 10 | 30 | 0 | 0.6678 | 0.18008 | 0 | -0.0011946 | -0.00597 | 1.5 | 13.34% | 0.6678
5 | 19 | 11 | 30 | 0 | 0.81999 | 0.18649 | 0 | -0.0015168 | -0.00758 | 1.5 | 13.34% | 0.81999
5 | 19 | 12 | 30 | 0 | 1.1331 | 0.17431 | 0 | -0.001953 | -0.00976 | 1.5 | 13.34% | 1.1331
5 | 19 | 13 | 30 | 0 | 0.67037 | 0.17669 | 0 | -0.0011766 | -0.00588 | 1.5 | 13.34% | 0.67037
5 | 19 | 14 | 30 | 0 | 4.9495 | 0.077051 | 0 | -0.0036338 | -0.01816 | 1.5 | 13.34% | 4.9495
5 | 19 | 15 | 30 | 0 | 5.9919 | 0.052245 | 0 | -0.0029535 | -0.01476 | 1.5 | 13.34% | 5.9919
5 | 19 | 16 | 30 | 0 | 6.996 | 0.021667 | 0 | -0.0014167 | -0.00708 | 1.5 | 13.34% | 6.996
5 | 19 | 17 | 30 | 0 | 6.0721 | 0.020903 | 0 | -0.0011966 | -0.00598 | 1.5 | 13.34% | 6.0721
5 | 19 | 18 | 30 | 100 | 7.1957 | 0.006409 | 0 | -0.00043021 | -0.00215 | 1.5 | 13.34% | 92.8043
5 | 19 | 19 | 30 | 100 | 100 | 0 | 0 | 0 | 0 | 1.5 | 13.34% | 0
5 | 19 | 20 | 30 | 100 | 100 | 0 | 0 | 0 | 0 | 1.5 | 13.34% | 0
5 | 19 | 21 | 30 | 100 | 100 | 0 | 0 | 0 | 0 | 1.5 | 13.34% | 0
5 | 19 | 22 | 30 | 100 | 100 | 0 | 0 | 0 | 0 | 1.5 | 13.34% | 0
5 | 19 | 23 | 30 | 100 | 100 | 0 | 0 | 0 | 0 | 1.5 | 13.34% | 0
5 | 20 | 0 | 30 | 100 | 100 | 0 | 0 | 0 | 0 | 1.5 | 13.34% | 0
5 | 20 | 1 | 30 | 100 | 100 | 0 | 0 | 0 | 0 | 1.5 | 13.34% | 0
5 | 20 | 2 | 30 | 100 | 100 | 0 | 0 | 0 | 0 | 1.5 | 13.34% | 0
5 | 20 | 3 | 30 | 100 | 100 | 0 | 0 | 0 | 0 | 1.5 | 13.34% | 0
5 | 20 | 4 | 30 | 100 | 7.2201 | 0.000167 | 0 | -1.1246e-05 | -5.62e-05 | 1.5 | 13.34% | 92.7799
5 | 20 | 5 | 30 | 100 | 7.2111 | 0.008211 | 0 | -0.00055228 | -0.00276 | 1.5 | 13.34% | 92.7889
5 | 20 | 6 | 30 | 0 | 3.0969 | 0.026712 | 0 | -0.0008024 | -0.00401 | 1.5 | 13.34% | 3.0969
5 | 20 | 7 | 30 | 0 | 2.9841 | 0.058283 | 0 | -0.0016888 | -0.00844 | 1.5 | 13.34% | 2.9841
5 | 20 | 8 | 30 | 0 | 2.8127 | 0.086381 | 0 | -0.0023632 | -0.01181 | 1.5 | 13.34% | 2.8127
5 | 20 | 9 | 30 | 0 | 2.2013 | 0.1191 | 0 | -0.0025653 | -0.01282 | 1.5 | 13.34% | 2.2013
5 | 20 | 10 | 30 | 0 | 3.2413 | 0.1167 | 0 | -0.0036638 | -0.01831 | 1.5 | 13.34% | 3.2413
5 | 20 | 11 | 30 | 0 | 6.7089 | 0.060726 | 0 | -0.0038179 | -0.01908 | 1.5 | 13.34% | 6.7089
5 | 20 | 12 | 30 | 0 | 6.7532 | 0.057601 | 0 | -0.0036438 | -0.01821 | 1.5 | 13.34% | 6.7532
5 | 20 | 13 | 30 | 0 | 6.846 | 0.060117 | 0 | -0.0038519 | -0.01925 | 1.5 | 13.34% | 6.846
5 | 20 | 14 | 30 | 0 | 4.2009 | 0.086214 | 0 | -0.0034757 | -0.01737 | 1.5 | 13.34% | 4.2009
5 | 20 | 15 | 30 | 0 | 6.7631 | 0.040654 | 0 | -0.0025753 | -0.01287 | 1.5 | 13.34% | 6.7631
5 | 20 | 16 | 30 | 0 | 6.8492 | 0.029062 | 0 | -0.0018629 | -0.00931 | 1.5 | 13.34% | 6.8492
5 | 20 | 17 | 30 | 0 | 7.1549 | 0.00929 | 0 | -0.00062031 | -0.0031 | 1.5 | 13.34% | 7.1549
5 | 20 | 18 | 30 | 100 | 7.1909 | 0.005369 | 0 | -0.00036018 | -0.0018 | 1.5 | 13.34% | 92.8091
5 | 20 | 19 | 30 | 100 | 100 | 0 | 0 | 0 | 0 | 1.5 | 13.34% | 0
5 | 20 | 20 | 30 | 100 | 100 | 0 | 0 | 0 | 0 | 1.5 | 13.34% | 0
5 | 20 | 21 | 30 | 100 | 100 | 0 | 0 | 0 | 0 | 1.5 | 13.34% | 0
5 | 20 | 22 | 30 | 100 | 100 | 0 | 0 | 0 | 0 | 1.5 | 13.34% | 0
5 | 20 | 23 | 30 | 100 | 100 | 0 | 0 | 0 | 0 | 1.5 | 13.34% | 0
5 | 21 | 0 | 30 | 100 | 100 | 0 | 0 | 0 | 0 | 1.5 | 13.34% | 0
5 | 21 | 1 | 30 | 100 | 100 | 0 | 0 | 0 | 0 | 1.5 | 13.34% | 0
5 | 21 | 2 | 30 | 100 | 100 | 0 | 0 | 0 | 0 | 1.5 | 13.34% | 0
5 | 21 | 3 | 30 | 100 | 100 | 0 | 0 | 0 | 0 | 1.5 | 13.34% | 0
5 | 21 | 4 | 30 | 100 | 7.2201 | 0.000167 | 0 | -1.1246e-05 | -5.62e-05 | 1.5 | 13.34% | 92.7799
5 | 21 | 5 | 30 | 100 | 7.2153 | 0.008266 | 0 | -0.00055628 | -0.00278 | 1.5 | 13.34% | 92.7847
5 | 21 | 6 | 30 | 0 | 3.8244 | 0.026618 | 0 | -0.00098049 | -0.0049 | 1.5 | 13.34% | 3.8244
5 | 21 | 7 | 30 | 0 | 6.8579 | 0.029807 | 0 | -0.001913 | -0.00956 | 1.5 | 13.34% | 6.8579
5 | 21 | 8 | 30 | 0 | 1.6222 | 0.10216 | 0 | -0.0016308 | -0.00815 | 1.5 | 13.34% | 1.6222
5 | 21 | 9 | 30 | 0 | 3.2051 | 0.10264 | 0 | -0.0031876 | -0.01593 | 1.5 | 13.34% | 3.2051
5 | 21 | 10 | 30 | 0 | 1.546 | 0.15246 | 0 | -0.0023212 | -0.0116 | 1.5 | 13.34% | 1.546
5 | 21 | 11 | 30 | 0 | 2.2289 | 0.14528 | 0 | -0.0031676 | -0.01583 | 1.5 | 13.34% | 2.2289
5 | 21 | 12 | 30 | 0 | 2.3871 | 0.14093 | 0 | -0.0032856 | -0.01642 | 1.5 | 13.34% | 2.3871
5 | 21 | 13 | 30 | 0 | 0.57476 | 0.18943 | 0 | -0.0010825 | -0.00541 | 1.5 | 13.34% | 0.57476
5 | 21 | 14 | 30 | 0 | 6.861 | 0.053917 | 0 | -0.0034617 | -0.0173 | 1.5 | 13.34% | 6.861
5 | 21 | 15 | 30 | 0 | 6.931 | 0.031705 | 0 | -0.002055 | -0.01027 | 1.5 | 13.34% | 6.931
5 | 21 | 16 | 30 | 0 | 6.8824 | 0.02775 | 0 | -0.0017869 | -0.00893 | 1.5 | 13.34% | 6.8824
5 | 21 | 17 | 30 | 0 | 7.0814 | 0.015129 | 0 | -0.0010005 | -0.005 | 1.5 | 13.34% | 7.0814
5 | 21 | 18 | 30 | 100 | 7.1851 | 0.004388 | 0 | -0.00029415 | -0.00147 | 1.5 | 13.34% | 92.8149
5 | 21 | 19 | 30 | 100 | 100 | 0 | 0 | 0 | 0 | 1.5 | 13.34% | 0
5 | 21 | 20 | 30 | 100 | 100 | 0 | 0 | 0 | 0 | 1.5 | 13.34% | 0
5 | 21 | 21 | 30 | 100 | 100 | 0 | 0 | 0 | 0 | 1.5 | 13.34% | 0
5 | 21 | 22 | 30 | 100 | 100 | 0 | 0 | 0 | 0 | 1.5 | 13.34% | 0
5 | 21 | 23 | 30 | 100 | 100 | 0 | 0 | 0 | 0 | 1.5 | 13.34% | 0
5 | 22 | 0 | 30 | 100 | 100 | 0 | 0 | 0 | 0 | 1.5 | 13.34% | 0
5 | 22 | 1 | 30 | 100 | 100 | 0 | 0 | 0 | 0 | 1.5 | 13.34% | 0
5 | 22 | 2 | 30 | 100 | 100 | 0 | 0 | 0 | 0 | 1.5 | 13.34% | 0
5 | 22 | 3 | 30 | 100 | 100 | 0 | 0 | 0 | 0 | 1.5 | 13.34% | 0
5 | 22 | 4 | 30 | 100 | 7.0325 | 0.000335 | 0 | -2.2011e-05 | -0.00011 | 1.5 | 13.34% | 92.9675
5 | 22 | 5 | 30 | 100 | 7.1979 | 0.007182 | 0 | -0.00048224 | -0.00241 | 1.5 | 13.34% | 92.8021
5 | 22 | 6 | 30 | 0 | 4.1481 | 0.026577 | 0 | -0.0010585 | -0.00529 | 1.5 | 13.34% | 4.1481
5 | 22 | 7 | 30 | 0 | 3.5528 | 0.05494 | 0 | -0.0018849 | -0.00942 | 1.5 | 13.34% | 3.5528
5 | 22 | 8 | 30 | 0 | 2.277 | 0.093115 | 0 | -0.002073 | -0.01036 | 1.5 | 13.34% | 2.277
5 | 22 | 9 | 30 | 0 | 1.4781 | 0.13353 | 0 | -0.001945 | -0.00972 | 1.5 | 13.34% | 1.4781
5 | 22 | 10 | 30 | 0 | 1.9075 | 0.14357 | 0 | -0.0026873 | -0.01343 | 1.5 | 13.34% | 1.9075
5 | 22 | 11 | 30 | 0 | 1.1377 | 0.17503 | 0 | -0.001969 | -0.00984 | 1.5 | 13.34% | 1.1377
5 | 22 | 12 | 30 | 0 | 0.74321 | 0.18824 | 0 | -0.0013887 | -0.00694 | 1.5 | 13.34% | 0.74321
5 | 22 | 13 | 30 | 0 | 0.84928 | 0.17013 | 0 | -0.0014327 | -0.00716 | 1.5 | 13.34% | 0.84928
5 | 22 | 14 | 30 | 0 | 6.903 | 0.040068 | 0 | -0.0025873 | -0.01293 | 1.5 | 13.34% | 6.903
5 | 22 | 15 | 30 | 0 | 6.5988 | 0.047582 | 0 | -0.0029455 | -0.01472 | 1.5 | 13.34% | 6.5988
5 | 22 | 16 | 30 | 0 | 7.0324 | 0.020344 | 0 | -0.0013367 | -0.00668 | 1.5 | 13.34% | 7.0324
5 | 22 | 17 | 30 | 0 | 7.1539 | 0.01058 | 0 | -0.00070635 | -0.00353 | 1.5 | 13.34% | 7.1539
5 | 22 | 18 | 30 | 100 | 7.2269 | 0.004394 | 0 | -0.00029615 | -0.00148 | 1.5 | 13.34% | 92.7731
5 | 22 | 19 | 30 | 100 | 100 | 0 | 0 | 0 | 0 | 1.5 | 13.34% | 0
5 | 22 | 20 | 30 | 100 | 100 | 0 | 0 | 0 | 0 | 1.5 | 13.34% | 0
5 | 22 | 21 | 30 | 100 | 100 | 0 | 0 | 0 | 0 | 1.5 | 13.34% | 0
5 | 22 | 22 | 30 | 100 | 100 | 0 | 0 | 0 | 0 | 1.5 | 13.34% | 0
5 | 22 | 23 | 30 | 100 | 100 | 0 | 0 | 0 | 0 | 1.5 | 13.34% | 0
5 | 23 | 0 | 30 | 100 | 100 | 0 | 0 | 0 | 0 | 1.5 | 13.34% | 0
5 | 23 | 1 | 30 | 100 | 100 | 0 | 0 | 0 | 0 | 1.5 | 13.34% | 0
5 | 23 | 2 | 30 | 100 | 100 | 0 | 0 | 0 | 0 | 1.5 | 13.34% | 0
5 | 23 | 3 | 30 | 100 | 100 | 0 | 0 | 0 | 0 | 1.5 | 13.34% | 0
5 | 23 | 4 | 30 | 100 | 7.0325 | 0.000335 | 0 | -2.2011e-05 | -0.00011 | 1.5 | 13.34% | 92.9675
5 | 23 | 5 | 30 | 100 | 7.2077 | 0.008542 | 0 | -0.00057429 | -0.00287 | 1.5 | 13.34% | 92.7923
5 | 23 | 6 | 30 | 0 | 7.1302 | 0.012086 | 0 | -0.0008044 | -0.00402 | 1.5 | 13.34% | 7.1302
5 | 23 | 7 | 30 | 0 | 6.8248 | 0.031446 | 0 | -0.002009 | -0.01004 | 1.5 | 13.34% | 6.8248
5 | 23 | 8 | 30 | 0 | 4.697 | 0.06686 | 0 | -0.0029995 | -0.01499 | 1.5 | 13.34% | 4.697
5 | 23 | 9 | 30 | 0 | 2.0615 | 0.12175 | 0 | -0.0024592 | -0.01229 | 1.5 | 13.34% | 2.0615
5 | 23 | 10 | 30 | 0 | 1.4664 | 0.15452 | 0 | -0.0022331 | -0.01116 | 1.5 | 13.34% | 1.4664
5 | 23 | 11 | 30 | 0 | 6.9097 | 0.0474 | 0 | -0.0030635 | -0.01531 | 1.5 | 13.34% | 6.9097
5 | 23 | 12 | 30 | 0 | 6.9123 | 0.047229 | 0 | -0.0030535 | -0.01526 | 1.5 | 13.34% | 6.9123
5 | 23 | 13 | 30 | 0 | 6.0683 | 0.075338 | 0 | -0.0043102 | -0.02154 | 1.5 | 13.34% | 6.0683
5 | 23 | 14 | 30 | 0 | 6.9273 | 0.038701 | 0 | -0.0025073 | -0.01253 | 1.5 | 13.34% | 6.9273
5 | 23 | 15 | 30 | 0 | 6.9567 | 0.030857 | 0 | -0.002007 | -0.01003 | 1.5 | 13.34% | 6.9567
5 | 23 | 16 | 30 | 0 | 3.9192 | 0.049237 | 0 | -0.0018569 | -0.00928 | 1.5 | 13.34% | 3.9192
5 | 23 | 17 | 30 | 0 | 7.0533 | 0.017281 | 0 | -0.0011386 | -0.00569 | 1.5 | 13.34% | 7.0533
5 | 23 | 18 | 30 | 100 | 7.1823 | 0.004091 | 0 | -0.00027414 | -0.00137 | 1.5 | 13.34% | 92.8177
5 | 23 | 19 | 30 | 100 | 100 | 0 | 0 | 0 | 0 | 1.5 | 13.34% | 0
5 | 23 | 20 | 30 | 100 | 100 | 0 | 0 | 0 | 0 | 1.5 | 13.34% | 0
5 | 23 | 21 | 30 | 100 | 100 | 0 | 0 | 0 | 0 | 1.5 | 13.34% | 0
5 | 23 | 22 | 30 | 100 | 100 | 0 | 0 | 0 | 0 | 1.5 | 13.34% | 0
5 | 23 | 23 | 30 | 100 | 100 | 0 | 0 | 0 | 0 | 1.5 | 13.34% | 0
5 | 24 | 0 | 30 | 100 | 100 | 0 | 0 | 0 | 0 | 1.5 | 13.34% | 0
5 | 24 | 1 | 30 | 100 | 100 | 0 | 0 | 0 | 0 | 1.5 | 13.34% | 0
5 | 24 | 2 | 30 | 100 | 100 | 0 | 0 | 0 | 0 | 1.5 | 13.34% | 0
5 | 24 | 3 | 30 | 100 | 100 | 0 | 0 | 0 | 0 | 1.5 | 13.34% | 0
5 | 24 | 4 | 30 | 100 | 7.0325 | 0.000335 | 0 | -2.2011e-05 | -0.00011 | 1.5 | 13.34% | 92.9675
5 | 24 | 5 | 30 | 100 | 7.1931 | 0.004294 | 0 | -0.00028814 | -0.00144 | 1.5 | 13.34% | 92.8069
5 | 24 | 6 | 30 | 0 | 5.6971 | 0.02517 | 0 | -0.0013567 | -0.00678 | 1.5 | 13.34% | 5.6971
5 | 24 | 7 | 30 | 0 | 4.6674 | 0.048418 | 0 | -0.0021591 | -0.01079 | 1.5 | 13.34% | 4.6674
5 | 24 | 8 | 30 | 0 | 1.2439 | 0.10814 | 0 | -0.0013287 | -0.00664 | 1.5 | 13.34% | 1.2439
5 | 24 | 9 | 30 | 0 | 6.9969 | 0.035128 | 0 | -0.0022971 | -0.01148 | 1.5 | 13.34% | 6.9969
5 | 24 | 10 | 30 | 0 | 4.4276 | 0.098166 | 0 | -0.0041621 | -0.0208 | 1.5 | 13.34% | 4.4276
5 | 24 | 11 | 30 | 0 | 6.7081 | 0.073592 | 0 | -0.0046263 | -0.02312 | 1.5 | 13.34% | 6.7081
5 | 24 | 12 | 30 | 0 | 1.5688 | 0.16116 | 0 | -0.0024892 | -0.01244 | 1.5 | 13.34% | 1.5688
5 | 24 | 13 | 30 | 0 | 6.29 | 0.072868 | 0 | -0.0043122 | -0.02155 | 1.5 | 13.34% | 6.29
5 | 24 | 14 | 30 | 0 | 1.18 | 0.13623 | 0 | -0.0015888 | -0.00794 | 1.5 | 13.34% | 1.18
5 | 24 | 15 | 30 | 0 | 1.6863 | 0.096533 | 0 | -0.0016008 | -0.008 | 1.5 | 13.34% | 1.6863
5 | 24 | 16 | 30 | 0 | 6.4496 | 0.035173 | 0 | -0.0021311 | -0.01065 | 1.5 | 13.34% | 6.4496
5 | 24 | 17 | 30 | 0 | 4.4916 | 0.021879 | 0 | -0.00094047 | -0.0047 | 1.5 | 13.34% | 4.4916
5 | 24 | 18 | 30 | 100 | 7.1994 | 0.006972 | 0 | -0.00046823 | -0.00234 | 1.5 | 13.34% | 92.8006
5 | 24 | 19 | 30 | 100 | 100 | 0 | 0 | 0 | 0 | 1.5 | 13.34% | 0
5 | 24 | 20 | 30 | 100 | 100 | 0 | 0 | 0 | 0 | 1.5 | 13.34% | 0
5 | 24 | 21 | 30 | 100 | 100 | 0 | 0 | 0 | 0 | 1.5 | 13.34% | 0
5 | 24 | 22 | 30 | 100 | 100 | 0 | 0 | 0 | 0 | 1.5 | 13.34% | 0
5 | 24 | 23 | 30 | 100 | 100 | 0 | 0 | 0 | 0 | 1.5 | 13.34% | 0
5 | 25 | 0 | 30 | 100 | 100 | 0 | 0 | 0 | 0 | 1.5 | 13.34% | 0
5 | 25 | 1 | 30 | 100 | 100 | 0 | 0 | 0 | 0 | 1.5 | 13.34% | 0
5 | 25 | 2 | 30 | 100 | 100 | 0 | 0 | 0 | 0 | 1.5 | 13.34% | 0
5 | 25 | 3 | 30 | 100 | 100 | 0 | 0 | 0 | 0 | 1.5 | 13.34% | 0
5 | 25 | 4 | 30 | 100 | 7.2689 | 0.000502 | 0 | -3.4017e-05 | -0.00017 | 1.5 | 13.34% | 92.7311
5 | 25 | 5 | 30 | 100 | 7.2189 | 0.006687 | 0 | -0.00045022 | -0.00225 | 1.5 | 13.34% | 92.7811
5 | 25 | 6 | 30 | 0 | 2.2365 | 0.027075 | 0 | -0.0005923 | -0.00296 | 1.5 | 13.34% | 2.2365
5 | 25 | 7 | 30 | 0 | 0.80374 | 0.074787 | 0 | -0.0005963 | -0.00298 | 1.5 | 13.34% | 0.80374
5 | 25 | 8 | 30 | 0 | 0.51264 | 0.1228 | 0 | -0.00062631 | -0.00313 | 1.5 | 13.34% | 0.51264
5 | 25 | 9 | 30 | 0 | 0.63742 | 0.1627 | 0 | -0.0010305 | -0.00515 | 1.5 | 13.34% | 0.63742
5 | 25 | 10 | 30 | 0 | 0.6785 | 0.17904 | 0 | -0.0012066 | -0.00603 | 1.5 | 13.34% | 0.6785
5 | 25 | 11 | 30 | 0 | 0.89067 | 0.18337 | 0 | -0.0016188 | -0.00809 | 1.5 | 13.34% | 0.89067
5 | 25 | 12 | 30 | 0 | 0.97518 | 0.17943 | 0 | -0.0017329 | -0.00866 | 1.5 | 13.34% | 0.97518
5 | 25 | 13 | 30 | 0 | 0.7479 | 0.17359 | 0 | -0.0012886 | -0.00644 | 1.5 | 13.34% | 0.7479
5 | 25 | 14 | 30 | 0 | 2.4142 | 0.11239 | 0 | -0.0026493 | -0.01324 | 1.5 | 13.34% | 2.4142
5 | 25 | 15 | 30 | 0 | 0.78136 | 0.11098 | 0 | -0.00086043 | -0.0043 | 1.5 | 13.34% | 0.78136
5 | 25 | 16 | 30 | 0 | 1.653 | 0.062141 | 0 | -0.0010105 | -0.00505 | 1.5 | 13.34% | 1.653
5 | 25 | 17 | 30 | 0 | 4.2988 | 0.021944 | 0 | -0.00090445 | -0.00452 | 1.5 | 13.34% | 4.2988
5 | 25 | 18 | 30 | 100 | 7.1877 | 0.007102 | 0 | -0.00047624 | -0.00238 | 1.5 | 13.34% | 92.8123
5 | 25 | 19 | 30 | 100 | 100 | 0 | 0 | 0 | 0 | 1.5 | 13.34% | 0
5 | 25 | 20 | 30 | 100 | 100 | 0 | 0 | 0 | 0 | 1.5 | 13.34% | 0
5 | 25 | 21 | 30 | 100 | 100 | 0 | 0 | 0 | 0 | 1.5 | 13.34% | 0
5 | 25 | 22 | 30 | 100 | 100 | 0 | 0 | 0 | 0 | 1.5 | 13.34% | 0
5 | 25 | 23 | 30 | 100 | 100 | 0 | 0 | 0 | 0 | 1.5 | 13.34% | 0
5 | 26 | 0 | 30 | 100 | 100 | 0 | 0 | 0 | 0 | 1.5 | 13.34% | 0
5 | 26 | 1 | 30 | 100 | 100 | 0 | 0 | 0 | 0 | 1.5 | 13.34% | 0
5 | 26 | 2 | 30 | 100 | 100 | 0 | 0 | 0 | 0 | 1.5 | 13.34% | 0
5 | 26 | 3 | 30 | 100 | 100 | 0 | 0 | 0 | 0 | 1.5 | 13.34% | 0
5 | 26 | 4 | 30 | 100 | 7.0325 | 0.000335 | 0 | -2.2011e-05 | -0.00011 | 1.5 | 13.34% | 92.9675
5 | 26 | 5 | 30 | 100 | 7.1954 | 0.007393 | 0 | -0.00049625 | -0.00248 | 1.5 | 13.34% | 92.8046
5 | 26 | 6 | 30 | 0 | 2.5296 | 0.027089 | 0 | -0.00066833 | -0.00334 | 1.5 | 13.34% | 2.5296
5 | 26 | 7 | 30 | 0 | 1.0272 | 0.07262 | 0 | -0.00073837 | -0.00369 | 1.5 | 13.34% | 1.0272
5 | 26 | 8 | 30 | 0 | 1.0507 | 0.11143 | 0 | -0.0011586 | -0.00579 | 1.5 | 13.34% | 1.0507
5 | 26 | 9 | 30 | 0 | 0.60508 | 0.15637 | 0 | -0.00094047 | -0.0047 | 1.5 | 13.34% | 0.60508
5 | 26 | 10 | 30 | 0 | 3.8919 | 0.10635 | 0 | -0.003984 | -0.01991 | 1.5 | 13.34% | 3.8919
5 | 26 | 11 | 30 | 0 | 5.4728 | 0.089313 | 0 | -0.0046343 | -0.02316 | 1.5 | 13.34% | 5.4728
5 | 26 | 12 | 30 | 0 | 1.1879 | 0.17232 | 0 | -0.002023 | -0.01011 | 1.5 | 13.34% | 1.1879
5 | 26 | 13 | 30 | 0 | 1.8972 | 0.14165 | 0 | -0.0026373 | -0.01318 | 1.5 | 13.34% | 1.8972
5 | 26 | 14 | 30 | 0 | 2.3274 | 0.11393 | 0 | -0.0025913 | -0.01295 | 1.5 | 13.34% | 2.3274
5 | 26 | 15 | 30 | 0 | 1.7836 | 0.095461 | 0 | -0.0016728 | -0.00836 | 1.5 | 13.34% | 1.7836
5 | 26 | 16 | 30 | 0 | 3.5524 | 0.05168 | 0 | -0.0017729 | -0.00886 | 1.5 | 13.34% | 3.5524
5 | 26 | 17 | 30 | 0 | 5.4562 | 0.02247 | 0 | -0.0011626 | -0.00581 | 1.5 | 13.34% | 5.4562
5 | 26 | 18 | 30 | 100 | 7.2207 | 0.006418 | 0 | -0.00043222 | -0.00216 | 1.5 | 13.34% | 92.7793
5 | 26 | 19 | 30 | 100 | 7.2201 | 0.000167 | 0 | -1.1246e-05 | -5.62e-05 | 1.5 | 13.34% | 92.7799
5 | 26 | 20 | 30 | 100 | 100 | 0 | 0 | 0 | 0 | 1.5 | 13.34% | 0
5 | 26 | 21 | 30 | 100 | 100 | 0 | 0 | 0 | 0 | 1.5 | 13.34% | 0
5 | 26 | 22 | 30 | 100 | 100 | 0 | 0 | 0 | 0 | 1.5 | 13.34% | 0
5 | 26 | 23 | 30 | 100 | 100 | 0 | 0 | 0 | 0 | 1.5 | 13.34% | 0
5 | 27 | 0 | 30 | 100 | 100 | 0 | 0 | 0 | 0 | 1.5 | 13.34% | 0
5 | 27 | 1 | 30 | 100 | 100 | 0 | 0 | 0 | 0 | 1.5 | 13.34% | 0
5 | 27 | 2 | 30 | 100 | 100 | 0 | 0 | 0 | 0 | 1.5 | 13.34% | 0
5 | 27 | 3 | 30 | 100 | 100 | 0 | 0 | 0 | 0 | 1.5 | 13.34% | 0
5 | 27 | 4 | 30 | 100 | 7.0325 | 0.000335 | 0 | -2.2011e-05 | -0.00011 | 1.5 | 13.34% | 92.9675
5 | 27 | 5 | 30 | 100 | 7.1907 | 0.005399 | 0 | -0.00036218 | -0.00181 | 1.5 | 13.34% | 92.8093
5 | 27 | 6 | 30 | 0 | 5.7809 | 0.025301 | 0 | -0.0013827 | -0.00691 | 1.5 | 13.34% | 5.7809
5 | 27 | 7 | 30 | 0 | 3.0237 | 0.058566 | 0 | -0.0017189 | -0.00859 | 1.5 | 13.34% | 3.0237
5 | 27 | 8 | 30 | 0 | 6.928 | 0.033725 | 0 | -0.0021851 | -0.01092 | 1.5 | 13.34% | 6.928
5 | 27 | 9 | 30 | 0 | 4.4478 | 0.086132 | 0 | -0.0036678 | -0.01833 | 1.5 | 13.34% | 4.4478
5 | 27 | 10 | 30 | 0 | 4.6422 | 0.095308 | 0 | -0.0042281 | -0.02113 | 1.5 | 13.34% | 4.6422
5 | 27 | 11 | 30 | 0 | 0.69007 | 0.19095 | 0 | -0.0013087 | -0.00654 | 1.5 | 13.34% | 0.69007
5 | 27 | 12 | 30 | 0 | 1.7335 | 0.15677 | 0 | -0.0026713 | -0.01335 | 1.5 | 13.34% | 1.7335
5 | 27 | 13 | 30 | 0 | 0.66237 | 0.17668 | 0 | -0.0011626 | -0.00581 | 1.5 | 13.34% | 0.66237
5 | 27 | 14 | 30 | 0 | 3.8597 | 0.091482 | 0 | -0.0033997 | -0.01699 | 1.5 | 13.34% | 3.8597
5 | 27 | 15 | 30 | 0 | 1.6146 | 0.097847 | 0 | -0.0015548 | -0.00777 | 1.5 | 13.34% | 1.6146
5 | 27 | 16 | 30 | 0 | 3.6338 | 0.051418 | 0 | -0.0018029 | -0.00901 | 1.5 | 13.34% | 3.6338
5 | 27 | 17 | 30 | 0 | 3.3445 | 0.021641 | 0 | -0.00070035 | -0.0035 | 1.5 | 13.34% | 3.3445
5 | 27 | 18 | 30 | 100 | 7.2024 | 0.007148 | 0 | -0.00048024 | -0.0024 | 1.5 | 13.34% | 92.7976
5 | 27 | 19 | 30 | 100 | 7.2201 | 0.000167 | 0 | -1.1246e-05 | -5.62e-05 | 1.5 | 13.34% | 92.7799
5 | 27 | 20 | 30 | 100 | 100 | 0 | 0 | 0 | 0 | 1.5 | 13.34% | 0
5 | 27 | 21 | 30 | 100 | 100 | 0 | 0 | 0 | 0 | 1.5 | 13.34% | 0
5 | 27 | 22 | 30 | 100 | 100 | 0 | 0 | 0 | 0 | 1.5 | 13.34% | 0
5 | 27 | 23 | 30 | 100 | 100 | 0 | 0 | 0 | 0 | 1.5 | 13.34% | 0
5 | 28 | 0 | 30 | 100 | 100 | 0 | 0 | 0 | 0 | 1.5 | 13.34% | 0
5 | 28 | 1 | 30 | 100 | 100 | 0 | 0 | 0 | 0 | 1.5 | 13.34% | 0
5 | 28 | 2 | 30 | 100 | 100 | 0 | 0 | 0 | 0 | 1.5 | 13.34% | 0
5 | 28 | 3 | 30 | 100 | 100 | 0 | 0 | 0 | 0 | 1.5 | 13.34% | 0
5 | 28 | 4 | 30 | 100 | 7.2201 | 0.000167 | 0 | -1.1246e-05 | -5.62e-05 | 1.5 | 13.34% | 92.7799
5 | 28 | 5 | 30 | 100 | 7.1998 | 0.004618 | 0 | -0.00031015 | -0.00155 | 1.5 | 13.34% | 92.8002
5 | 28 | 6 | 30 | 0 | 7.1331 | 0.012412 | 0 | -0.00082641 | -0.00413 | 1.5 | 13.34% | 7.1331
5 | 28 | 7 | 30 | 0 | 3.9718 | 0.052905 | 0 | -0.002021 | -0.0101 | 1.5 | 13.34% | 3.9718
5 | 28 | 8 | 30 | 0 | 0.94761 | 0.11319 | 0 | -0.0010625 | -0.00531 | 1.5 | 13.34% | 0.94761
5 | 28 | 9 | 30 | 0 | 0.63623 | 0.16142 | 0 | -0.0010205 | -0.0051 | 1.5 | 13.34% | 0.63623
5 | 28 | 10 | 30 | 0 | 0.63511 | 0.18041 | 0 | -0.0011386 | -0.00569 | 1.5 | 13.34% | 0.63511
5 | 28 | 11 | 30 | 0 | 0.99151 | 0.17956 | 0 | -0.0017629 | -0.00881 | 1.5 | 13.34% | 0.99151
5 | 28 | 12 | 30 | 0 | 0.6632 | 0.19104 | 0 | -0.0012586 | -0.00629 | 1.5 | 13.34% | 0.6632
5 | 28 | 13 | 30 | 0 | 2.5156 | 0.12876 | 0 | -0.0031596 | -0.01579 | 1.5 | 13.34% | 2.5156
5 | 28 | 14 | 30 | 0 | 0.66328 | 0.15002 | 0 | -0.00098849 | -0.00494 | 1.5 | 13.34% | 0.66328
5 | 28 | 15 | 30 | 0 | 1.2819 | 0.10276 | 0 | -0.0013006 | -0.0065 | 1.5 | 13.34% | 1.2819
5 | 28 | 16 | 30 | 0 | 1.904 | 0.061046 | 0 | -0.0011406 | -0.0057 | 1.5 | 13.34% | 1.904
5 | 28 | 17 | 30 | 0 | 5.5438 | 0.022781 | 0 | -0.0011966 | -0.00598 | 1.5 | 13.34% | 5.5438
5 | 28 | 18 | 30 | 100 | 7.1905 | 0.006473 | 0 | -0.00043422 | -0.00217 | 1.5 | 13.34% | 92.8095
5 | 28 | 19 | 30 | 100 | 7.2201 | 0.000167 | 0 | -1.1246e-05 | -5.62e-05 | 1.5 | 13.34% | 92.7799
5 | 28 | 20 | 30 | 100 | 100 | 0 | 0 | 0 | 0 | 1.5 | 13.34% | 0
5 | 28 | 21 | 30 | 100 | 100 | 0 | 0 | 0 | 0 | 1.5 | 13.34% | 0
5 | 28 | 22 | 30 | 100 | 100 | 0 | 0 | 0 | 0 | 1.5 | 13.34% | 0
5 | 28 | 23 | 30 | 100 | 100 | 0 | 0 | 0 | 0 | 1.5 | 13.34% | 0
5 | 29 | 0 | 30 | 100 | 100 | 0 | 0 | 0 | 0 | 1.5 | 13.34% | 0
5 | 29 | 1 | 30 | 100 | 100 | 0 | 0 | 0 | 0 | 1.5 | 13.34% | 0
5 | 29 | 2 | 30 | 100 | 100 | 0 | 0 | 0 | 0 | 1.5 | 13.34% | 0
5 | 29 | 3 | 30 | 100 | 100 | 0 | 0 | 0 | 0 | 1.5 | 13.34% | 0
5 | 29 | 4 | 30 | 100 | 7.2689 | 0.000502 | 0 | -3.4017e-05 | -0.00017 | 1.5 | 13.34% | 92.7311
5 | 29 | 5 | 30 | 100 | 7.1985 | 0.008433 | 0 | -0.00056628 | -0.00283 | 1.5 | 13.34% | 92.8015
5 | 29 | 6 | 30 | 0 | 3.0866 | 0.027133 | 0 | -0.00081241 | -0.00406 | 1.5 | 13.34% | 3.0866
5 | 29 | 7 | 30 | 0 | 1.107 | 0.071827 | 0 | -0.00078639 | -0.00393 | 1.5 | 13.34% | 1.107
5 | 29 | 8 | 30 | 0 | 0.64507 | 0.11926 | 0 | -0.00076438 | -0.00382 | 1.5 | 13.34% | 0.64507
5 | 29 | 9 | 30 | 0 | 0.77465 | 0.15072 | 0 | -0.0011586 | -0.00579 | 1.5 | 13.34% | 0.77465
5 | 29 | 10 | 30 | 0 | 0.64492 | 0.17987 | 0 | -0.0011526 | -0.00576 | 1.5 | 13.34% | 0.64492
5 | 29 | 11 | 30 | 0 | 0.70598 | 0.1901 | 0 | -0.0013327 | -0.00666 | 1.5 | 13.34% | 0.70598
5 | 29 | 12 | 30 | 0 | 0.52764 | 0.20015 | 0 | -0.0010505 | -0.00525 | 1.5 | 13.34% | 0.52764
5 | 29 | 13 | 30 | 0 | 0.70051 | 0.17518 | 0 | -0.0012186 | -0.00609 | 1.5 | 13.34% | 0.70051
5 | 29 | 14 | 30 | 0 | 3.5971 | 0.095204 | 0 | -0.0033057 | -0.01652 | 1.5 | 13.34% | 3.5971
5 | 29 | 15 | 30 | 0 | 1.7749 | 0.095921 | 0 | -0.0016728 | -0.00836 | 1.5 | 13.34% | 1.7749
5 | 29 | 16 | 30 | 0 | 2.0732 | 0.060196 | 0 | -0.0012226 | -0.00611 | 1.5 | 13.34% | 2.0732
5 | 29 | 17 | 30 | 0 | 5.2392 | 0.022991 | 0 | -0.0011446 | -0.00572 | 1.5 | 13.34% | 5.2392
5 | 29 | 18 | 30 | 100 | 7.2093 | 0.007469 | 0 | -0.00050225 | -0.00251 | 1.5 | 13.34% | 92.7907
5 | 29 | 19 | 30 | 100 | 7.2201 | 0.000167 | 0 | -1.1246e-05 | -5.62e-05 | 1.5 | 13.34% | 92.7799
5 | 29 | 20 | 30 | 100 | 100 | 0 | 0 | 0 | 0 | 1.5 | 13.34% | 0
5 | 29 | 21 | 30 | 100 | 100 | 0 | 0 | 0 | 0 | 1.5 | 13.34% | 0
5 | 29 | 22 | 30 | 100 | 100 | 0 | 0 | 0 | 0 | 1.5 | 13.34% | 0
5 | 29 | 23 | 30 | 100 | 100 | 0 | 0 | 0 | 0 | 1.5 | 13.34% | 0
5 | 30 | 0 | 30 | 100 | 100 | 0 | 0 | 0 | 0 | 1.5 | 13.34% | 0
5 | 30 | 1 | 30 | 100 | 100 | 0 | 0 | 0 | 0 | 1.5 | 13.34% | 0
5 | 30 | 2 | 30 | 100 | 100 | 0 | 0 | 0 | 0 | 1.5 | 13.34% | 0
5 | 30 | 3 | 30 | 100 | 100 | 0 | 0 | 0 | 0 | 1.5 | 13.34% | 0
5 | 30 | 4 | 30 | 100 | 7.2689 | 0.000502 | 0 | -3.4017e-05 | -0.00017 | 1.5 | 13.34% | 92.7311
5 | 30 | 5 | 30 | 100 | 7.1933 | 0.009035 | 0 | -0.0006063 | -0.00303 | 1.5 | 13.34% | 92.8067
5 | 30 | 6 | 30 | 0 | 3.8172 | 0.027102 | 0 | -0.0009965 | -0.00498 | 1.5 | 13.34% | 3.8172
5 | 30 | 7 | 30 | 0 | 1.2141 | 0.070896 | 0 | -0.00085043 | -0.00425 | 1.5 | 13.34% | 1.2141
5 | 30 | 8 | 30 | 0 | 1.4436 | 0.10476 | 0 | -0.0014907 | -0.00745 | 1.5 | 13.34% | 1.4436
5 | 30 | 9 | 30 | 0 | 1.4234 | 0.13445 | 0 | -0.0018869 | -0.00943 | 1.5 | 13.34% | 1.4234
5 | 30 | 10 | 30 | 0 | 2.4268 | 0.13234 | 0 | -0.0031356 | -0.01567 | 1.5 | 13.34% | 2.4268
5 | 30 | 11 | 30 | 0 | 0.62967 | 0.19315 | 0 | -0.0012086 | -0.00604 | 1.5 | 13.34% | 0.62967
5 | 30 | 12 | 30 | 0 | 0.53824 | 0.20445 | 0 | -0.0010945 | -0.00547 | 1.5 | 13.34% | 0.53824
5 | 30 | 13 | 30 | 0 | 0.56442 | 0.1804 | 0 | -0.0010125 | -0.00506 | 1.5 | 13.34% | 0.56442
5 | 30 | 14 | 30 | 0 | 0.85389 | 0.14464 | 0 | -0.0012246 | -0.00612 | 1.5 | 13.34% | 0.85389
5 | 30 | 15 | 30 | 0 | 2.8232 | 0.08359 | 0 | -0.0022951 | -0.01147 | 1.5 | 13.34% | 2.8232
5 | 30 | 16 | 30 | 0 | 5.1368 | 0.043781 | 0 | -0.0021391 | -0.01069 | 1.5 | 13.34% | 5.1368
5 | 30 | 17 | 30 | 0 | 4.754 | 0.02306 | 0 | -0.0010465 | -0.00523 | 1.5 | 13.34% | 4.754
5 | 30 | 18 | 30 | 100 | 7.2151 | 0.007731 | 0 | -0.00052026 | -0.0026 | 1.5 | 13.34% | 92.7849
5 | 30 | 19 | 30 | 100 | 7.2201 | 0.000167 | 0 | -1.1246e-05 | -5.62e-05 | 1.5 | 13.34% | 92.7799
5 | 30 | 20 | 30 | 100 | 100 | 0 | 0 | 0 | 0 | 1.5 | 13.34% | 0
5 | 30 | 21 | 30 | 100 | 100 | 0 | 0 | 0 | 0 | 1.5 | 13.34% | 0
5 | 30 | 22 | 30 | 100 | 100 | 0 | 0 | 0 | 0 | 1.5 | 13.34% | 0
5 | 30 | 23 | 30 | 100 | 100 | 0 | 0 | 0 | 0 | 1.5 | 13.34% | 0
5 | 31 | 0 | 30 | 100 | 100 | 0 | 0 | 0 | 0 | 1.5 | 13.34% | 0
5 | 31 | 1 | 30 | 100 | 100 | 0 | 0 | 0 | 0 | 1.5 | 13.34% | 0
5 | 31 | 2 | 30 | 100 | 100 | 0 | 0 | 0 | 0 | 1.5 | 13.34% | 0
5 | 31 | 3 | 30 | 100 | 100 | 0 | 0 | 0 | 0 | 1.5 | 13.34% | 0
5 | 31 | 4 | 30 | 100 | 7.0325 | 0.00067 | 0 | -4.4022e-05 | -0.00022 | 1.5 | 13.34% | 92.9675
5 | 31 | 5 | 30 | 100 | 7.1935 | 0.009005 | 0 | -0.0006043 | -0.00302 | 1.5 | 13.34% | 92.8065
5 | 31 | 6 | 30 | 0 | 5.8176 | 0.025514 | 0 | -0.0014027 | -0.00701 | 1.5 | 13.34% | 5.8176
5 | 31 | 7 | 30 | 0 | 3.6029 | 0.055238 | 0 | -0.001921 | -0.0096 | 1.5 | 13.34% | 3.6029
5 | 31 | 8 | 30 | 0 | 2.763 | 0.087446 | 0 | -0.0023512 | -0.01175 | 1.5 | 13.34% | 2.763
5 | 31 | 9 | 30 | 0 | 3.1252 | 0.10426 | 0 | -0.0031596 | -0.01579 | 1.5 | 13.34% | 3.1252
5 | 31 | 10 | 30 | 0 | 2.9242 | 0.12283 | 0 | -0.0034897 | -0.01744 | 1.5 | 13.34% | 2.9242
5 | 31 | 11 | 30 | 0 | 2.9087 | 0.13104 | 0 | -0.0037039 | -0.01851 | 1.5 | 13.34% | 2.9087
5 | 31 | 12 | 30 | 0 | 0.99996 | 0.17826 | 0 | -0.0017649 | -0.00882 | 1.5 | 13.34% | 0.99996
5 | 31 | 13 | 30 | 0 | 2.7171 | 0.12512 | 0 | -0.0033097 | -0.01654 | 1.5 | 13.34% | 2.7171
5 | 31 | 14 | 30 | 0 | 3.8905 | 0.091533 | 0 | -0.0034277 | -0.01713 | 1.5 | 13.34% | 3.8905
5 | 31 | 15 | 30 | 0 | 3.4258 | 0.077447 | 0 | -0.0025653 | -0.01282 | 1.5 | 13.34% | 3.4258
5 | 31 | 16 | 30 | 0 | 5.9052 | 0.039475 | 0 | -0.0022011 | -0.011 | 1.5 | 13.34% | 5.9052
5 | 31 | 17 | 30 | 0 | 7.1106 | 0.014408 | 0 | -0.00095648 | -0.00478 | 1.5 | 13.34% | 7.1106
5 | 31 | 18 | 30 | 100 | 7.2085 | 0.005208 | 0 | -0.00035017 | -0.00175 | 1.5 | 13.34% | 92.7915
5 | 31 | 19 | 30 | 100 | 7.2201 | 0.000167 | 0 | -1.1246e-05 | -5.62e-05 | 1.5 | 13.34% | 92.7799
5 | 31 | 20 | 30 | 100 | 100 | 0 | 0 | 0 | 0 | 1.5 | 13.34% | 0
5 | 31 | 21 | 30 | 100 | 100 | 0 | 0 | 0 | 0 | 1.5 | 13.34% | 0
5 | 31 | 22 | 30 | 100 | 100 | 0 | 0 | 0 | 0 | 1.5 | 13.34% | 0
5 | 31 | 23 | 30 | 100 | 100 | 0 | 0 | 0 | 0 | 1.5 | 13.34% | 0
6 | 1 | 0 | 30 | 100 | 100 | 0 | 0 | 0 | 0 | 1.5 | 13.34% | 0
6 | 1 | 1 | 30 | 100 | 100 | 0 | 0 | 0 | 0 | 1.5 | 13.34% | 0
6 | 1 | 2 | 30 | 100 | 100 | 0 | 0 | 0 | 0 | 1.5 | 13.34% | 0
6 | 1 | 3 | 30 | 100 | 100 | 0 | 0 | 0 | 0 | 1.5 | 13.34% | 0
6 | 1 | 4 | 30 | 100 | 7.0325 | 0.00067 | 0 | -4.4022e-05 | -0.00022 | 1.5 | 13.34% | 92.9675
6 | 1 | 5 | 30 | 100 | 7.1931 | 0.00826 | 0 | -0.00055428 | -0.00277 | 1.5 | 13.34% | 92.8069
6 | 1 | 6 | 30 | 0 | 4.051 | 0.027086 | 0 | -0.0010545 | -0.00527 | 1.5 | 13.34% | 4.051
6 | 1 | 7 | 30 | 0 | 1.353 | 0.069702 | 0 | -0.00093046 | -0.00465 | 1.5 | 13.34% | 1.353
6 | 1 | 8 | 30 | 0 | 0.67239 | 0.11834 | 0 | -0.0007904 | -0.00395 | 1.5 | 13.34% | 0.67239
6 | 1 | 9 | 30 | 0 | 0.68894 | 0.15295 | 0 | -0.0010465 | -0.00523 | 1.5 | 13.34% | 0.68894
6 | 1 | 10 | 30 | 0 | 0.80911 | 0.17352 | 0 | -0.0013927 | -0.00696 | 1.5 | 13.34% | 0.80911
6 | 1 | 11 | 30 | 0 | 0.92157 | 0.18166 | 0 | -0.0016588 | -0.00829 | 1.5 | 13.34% | 0.92157
6 | 1 | 12 | 30 | 0 | 0.61519 | 0.19276 | 0 | -0.0011786 | -0.00589 | 1.5 | 13.34% | 0.61519
6 | 1 | 13 | 30 | 0 | 0.68309 | 0.17578 | 0 | -0.0011926 | -0.00596 | 1.5 | 13.34% | 0.68309
6 | 1 | 14 | 30 | 0 | 0.50221 | 0.15537 | 0 | -0.00077639 | -0.00388 | 1.5 | 13.34% | 0.50221
6 | 1 | 15 | 30 | 0 | 0.93587 | 0.10877 | 0 | -0.0010085 | -0.00504 | 1.5 | 13.34% | 0.93587
6 | 1 | 16 | 30 | 0 | 1.207 | 0.066107 | 0 | -0.00078839 | -0.00394 | 1.5 | 13.34% | 1.207
6 | 1 | 17 | 30 | 0 | 4.1572 | 0.023112 | 0 | -0.00092246 | -0.00461 | 1.5 | 13.34% | 4.1572
6 | 1 | 18 | 30 | 100 | 7.2055 | 0.007294 | 0 | -0.00049024 | -0.00245 | 1.5 | 13.34% | 92.7945
6 | 1 | 19 | 30 | 100 | 7.0325 | 0.000335 | 0 | -2.2011e-05 | -0.00011 | 1.5 | 13.34% | 92.9675
6 | 1 | 20 | 30 | 100 | 100 | 0 | 0 | 0 | 0 | 1.5 | 13.34% | 0
6 | 1 | 21 | 30 | 100 | 100 | 0 | 0 | 0 | 0 | 1.5 | 13.34% | 0
6 | 1 | 22 | 30 | 100 | 100 | 0 | 0 | 0 | 0 | 1.5 | 13.34% | 0
6 | 1 | 23 | 30 | 100 | 100 | 0 | 0 | 0 | 0 | 1.5 | 13.34% | 0
6 | 2 | 0 | 30 | 100 | 100 | 0 | 0 | 0 | 0 | 1.5 | 13.34% | 0
6 | 2 | 1 | 30 | 100 | 100 | 0 | 0 | 0 | 0 | 1.5 | 13.34% | 0
6 | 2 | 2 | 30 | 100 | 100 | 0 | 0 | 0 | 0 | 1.5 | 13.34% | 0
6 | 2 | 3 | 30 | 100 | 100 | 0 | 0 | 0 | 0 | 1.5 | 13.34% | 0
6 | 2 | 4 | 30 | 100 | 7.2689 | 0.000502 | 0 | -3.4017e-05 | -0.00017 | 1.5 | 13.34% | 92.7311
6 | 2 | 5 | 30 | 100 | 7.196 | 0.008704 | 0 | -0.00058429 | -0.00292 | 1.5 | 13.34% | 92.804
6 | 2 | 6 | 30 | 0 | 4.9737 | 0.026691 | 0 | -0.0012646 | -0.00632 | 1.5 | 13.34% | 4.9737
6 | 2 | 7 | 30 | 0 | 3.1533 | 0.05793 | 0 | -0.0017709 | -0.00885 | 1.5 | 13.34% | 3.1533
6 | 2 | 8 | 30 | 0 | 3.2935 | 0.081584 | 0 | -0.0026013 | -0.013 | 1.5 | 13.34% | 3.2935
6 | 2 | 9 | 30 | 0 | 0.87116 | 0.14759 | 0 | -0.0012746 | -0.00637 | 1.5 | 13.34% | 0.87116
6 | 2 | 10 | 30 | 0 | 3.5366 | 0.1123 | 0 | -0.0038359 | -0.01917 | 1.5 | 13.34% | 3.5366
6 | 2 | 11 | 30 | 0 | 0.52228 | 0.19834 | 0 | -0.0010305 | -0.00515 | 1.5 | 13.34% | 0.52228
6 | 2 | 12 | 30 | 0 | 1.2437 | 0.17039 | 0 | -0.002093 | -0.01046 | 1.5 | 13.34% | 1.2437
6 | 2 | 13 | 30 | 0 | 6.4351 | 0.072017 | 0 | -0.0043542 | -0.02176 | 1.5 | 13.34% | 6.4351
6 | 2 | 14 | 30 | 0 | 6.936 | 0.038841 | 0 | -0.0025193 | -0.01259 | 1.5 | 13.34% | 6.936
6 | 2 | 15 | 30 | 0 | 2.8013 | 0.084227 | 0 | -0.0022951 | -0.01147 | 1.5 | 13.34% | 2.8013
6 | 2 | 16 | 30 | 0 | 6.9029 | 0.028231 | 0 | -0.0018229 | -0.00911 | 1.5 | 13.34% | 6.9029
6 | 2 | 17 | 30 | 0 | 5.1804 | 0.023645 | 0 | -0.0011646 | -0.00582 | 1.5 | 13.34% | 5.1804
6 | 2 | 18 | 30 | 100 | 7.2014 | 0.007834 | 0 | -0.00052626 | -0.00263 | 1.5 | 13.34% | 92.7986
6 | 2 | 19 | 30 | 100 | 7.2201 | 0.000167 | 0 | -1.1246e-05 | -5.62e-05 | 1.5 | 13.34% | 92.7799
6 | 2 | 20 | 30 | 100 | 100 | 0 | 0 | 0 | 0 | 1.5 | 13.34% | 0
6 | 2 | 21 | 30 | 100 | 100 | 0 | 0 | 0 | 0 | 1.5 | 13.34% | 0
6 | 2 | 22 | 30 | 100 | 100 | 0 | 0 | 0 | 0 | 1.5 | 13.34% | 0
6 | 2 | 23 | 30 | 100 | 100 | 0 | 0 | 0 | 0 | 1.5 | 13.34% | 0
6 | 3 | 0 | 30 | 100 | 100 | 0 | 0 | 0 | 0 | 1.5 | 13.34% | 0
6 | 3 | 1 | 30 | 100 | 100 | 0 | 0 | 0 | 0 | 1.5 | 13.34% | 0
6 | 3 | 2 | 30 | 100 | 100 | 0 | 0 | 0 | 0 | 1.5 | 13.34% | 0
6 | 3 | 3 | 30 | 100 | 100 | 0 | 0 | 0 | 0 | 1.5 | 13.34% | 0
6 | 3 | 4 | 30 | 100 | 7.0325 | 0.00067 | 0 | -4.4022e-05 | -0.00022 | 1.5 | 13.34% | 92.9675
6 | 3 | 5 | 30 | 100 | 7.2086 | 0.008541 | 0 | -0.00057429 | -0.00287 | 1.5 | 13.34% | 92.7914
6 | 3 | 6 | 30 | 0 | 7.1806 | 0.009498 | 0 | -0.00063632 | -0.00318 | 1.5 | 13.34% | 7.1806
6 | 3 | 7 | 30 | 0 | 1.8443 | 0.066079 | 0 | -0.0011966 | -0.00598 | 1.5 | 13.34% | 1.8443
6 | 3 | 8 | 30 | 0 | 2.1402 | 0.094926 | 0 | -0.001989 | -0.00994 | 1.5 | 13.34% | 2.1402
6 | 3 | 9 | 30 | 0 | 1.0472 | 0.14288 | 0 | -0.0014807 | -0.0074 | 1.5 | 13.34% | 1.0472
6 | 3 | 10 | 30 | 0 | 1.1235 | 0.16336 | 0 | -0.0018149 | -0.00907 | 1.5 | 13.34% | 1.1235
6 | 3 | 11 | 30 | 0 | 5.0419 | 0.095758 | 0 | -0.0045963 | -0.02297 | 1.5 | 13.34% | 5.0419
6 | 3 | 12 | 30 | 0 | 3.1337 | 0.12631 | 0 | -0.0038379 | -0.01918 | 1.5 | 13.34% | 3.1337
6 | 3 | 13 | 30 | 0 | 5.7669 | 0.080004 | 0 | -0.0043622 | -0.0218 | 1.5 | 13.34% | 5.7669
6 | 3 | 14 | 30 | 0 | 2.2998 | 0.11509 | 0 | -0.0025873 | -0.01293 | 1.5 | 13.34% | 2.2998
6 | 3 | 15 | 30 | 0 | 5.3446 | 0.05991 | 0 | -0.0030395 | -0.01519 | 1.5 | 13.34% | 5.3446
6 | 3 | 16 | 30 | 0 | 5.4168 | 0.042758 | 0 | -0.0021971 | -0.01098 | 1.5 | 13.34% | 5.4168
6 | 3 | 17 | 30 | 0 | 5.869 | 0.023498 | 0 | -0.0013027 | -0.00651 | 1.5 | 13.34% | 5.869
6 | 3 | 18 | 30 | 100 | 7.2049 | 0.008158 | 0 | -0.00054827 | -0.00274 | 1.5 | 13.34% | 92.7951
6 | 3 | 19 | 30 | 100 | 7.0325 | 0.000335 | 0 | -2.2011e-05 | -0.00011 | 1.5 | 13.34% | 92.9675
6 | 3 | 20 | 30 | 100 | 100 | 0 | 0 | 0 | 0 | 1.5 | 13.34% | 0
6 | 3 | 21 | 30 | 100 | 100 | 0 | 0 | 0 | 0 | 1.5 | 13.34% | 0
6 | 3 | 22 | 30 | 100 | 100 | 0 | 0 | 0 | 0 | 1.5 | 13.34% | 0
6 | 3 | 23 | 30 | 100 | 100 | 0 | 0 | 0 | 0 | 1.5 | 13.34% | 0
6 | 4 | 0 | 30 | 100 | 100 | 0 | 0 | 0 | 0 | 1.5 | 13.34% | 0
6 | 4 | 1 | 30 | 100 | 100 | 0 | 0 | 0 | 0 | 1.5 | 13.34% | 0
6 | 4 | 2 | 30 | 100 | 100 | 0 | 0 | 0 | 0 | 1.5 | 13.34% | 0
6 | 4 | 3 | 30 | 100 | 100 | 0 | 0 | 0 | 0 | 1.5 | 13.34% | 0
6 | 4 | 4 | 30 | 100 | 7.0325 | 0.00067 | 0 | -4.4022e-05 | -0.00022 | 1.5 | 13.34% | 92.9675
6 | 4 | 5 | 30 | 100 | 7.2099 | 0.0097 | 0 | -0.00065233 | -0.00326 | 1.5 | 13.34% | 92.7901
6 | 4 | 6 | 30 | 0 | 7.085 | 0.015757 | 0 | -0.0010425 | -0.00521 | 1.5 | 13.34% | 7.085
6 | 4 | 7 | 30 | 0 | 4.602 | 0.049485 | 0 | -0.0021771 | -0.01088 | 1.5 | 13.34% | 4.602
6 | 4 | 8 | 30 | 0 | 3.7609 | 0.076736 | 0 | -0.0027814 | -0.0139 | 1.5 | 13.34% | 3.7609
6 | 4 | 9 | 30 | 0 | 2.7274 | 0.11034 | 0 | -0.0029295 | -0.01464 | 1.5 | 13.34% | 2.7274
6 | 4 | 10 | 30 | 0 | 3.44 | 0.1139 | 0 | -0.0037879 | -0.01893 | 1.5 | 13.34% | 3.44
6 | 4 | 11 | 30 | 0 | 5.6368 | 0.087675 | 0 | -0.0046783 | -0.02338 | 1.5 | 13.34% | 5.6368
6 | 4 | 12 | 30 | 0 | 1.8495 | 0.15383 | 0 | -0.0027934 | -0.01396 | 1.5 | 13.34% | 1.8495
6 | 4 | 13 | 30 | 0 | 0.88661 | 0.16872 | 0 | -0.0014827 | -0.00741 | 1.5 | 13.34% | 0.88661
6 | 4 | 14 | 30 | 0 | 0.9649 | 0.14196 | 0 | -0.0013567 | -0.00678 | 1.5 | 13.34% | 0.9649
6 | 4 | 15 | 30 | 0 | 1.0815 | 0.1066 | 0 | -0.0011406 | -0.0057 | 1.5 | 13.34% | 1.0815
6 | 4 | 16 | 30 | 0 | 1.4821 | 0.06467 | 0 | -0.00094447 | -0.00472 | 1.5 | 13.34% | 1.4821
6 | 4 | 17 | 30 | 0 | 7.0671 | 0.017219 | 0 | -0.0011366 | -0.00568 | 1.5 | 13.34% | 7.0671
6 | 4 | 18 | 30 | 100 | 7.2048 | 0.008039 | 0 | -0.00054027 | -0.0027 | 1.5 | 13.34% | 92.7952
6 | 4 | 19 | 30 | 100 | 7.0325 | 0.000335 | 0 | -2.2011e-05 | -0.00011 | 1.5 | 13.34% | 92.9675
6 | 4 | 20 | 30 | 100 | 100 | 0 | 0 | 0 | 0 | 1.5 | 13.34% | 0
6 | 4 | 21 | 30 | 100 | 100 | 0 | 0 | 0 | 0 | 1.5 | 13.34% | 0
6 | 4 | 22 | 30 | 100 | 100 | 0 | 0 | 0 | 0 | 1.5 | 13.34% | 0
6 | 4 | 23 | 30 | 100 | 100 | 0 | 0 | 0 | 0 | 1.5 | 13.34% | 0
6 | 5 | 0 | 30 | 100 | 100 | 0 | 0 | 0 | 0 | 1.5 | 13.34% | 0
6 | 5 | 1 | 30 | 100 | 100 | 0 | 0 | 0 | 0 | 1.5 | 13.34% | 0
6 | 5 | 2 | 30 | 100 | 100 | 0 | 0 | 0 | 0 | 1.5 | 13.34% | 0
6 | 5 | 3 | 30 | 100 | 100 | 0 | 0 | 0 | 0 | 1.5 | 13.34% | 0
6 | 5 | 4 | 30 | 100 | 7.1741 | 0.000837 | 0 | -5.6028e-05 | -0.00028 | 1.5 | 13.34% | 92.8259
6 | 5 | 5 | 30 | 100 | 7.1916 | 0.008023 | 0 | -0.00053827 | -0.00269 | 1.5 | 13.34% | 92.8084
6 | 5 | 6 | 30 | 0 | 2.7252 | 0.026927 | 0 | -0.00071436 | -0.00357 | 1.5 | 13.34% | 2.7252
6 | 5 | 7 | 30 | 0 | 0.96623 | 0.072556 | 0 | -0.00069435 | -0.00347 | 1.5 | 13.34% | 0.96623
6 | 5 | 8 | 30 | 0 | 0.58451 | 0.11983 | 0 | -0.00069635 | -0.00348 | 1.5 | 13.34% | 0.58451
6 | 5 | 9 | 30 | 0 | 0.63964 | 0.15962 | 0 | -0.0010145 | -0.00507 | 1.5 | 13.34% | 0.63964
6 | 5 | 10 | 30 | 0 | 0.56109 | 0.18577 | 0 | -0.0010365 | -0.00518 | 1.5 | 13.34% | 0.56109
6 | 5 | 11 | 30 | 0 | 0.53127 | 0.20144 | 0 | -0.0010645 | -0.00532 | 1.5 | 13.34% | 0.53127
6 | 5 | 12 | 30 | 0 | 0.71709 | 0.1883 | 0 | -0.0013407 | -0.0067 | 1.5 | 13.34% | 0.71709
6 | 5 | 13 | 30 | 0 | 0.72979 | 0.174 | 0 | -0.0012606 | -0.0063 | 1.5 | 13.34% | 0.72979
6 | 5 | 14 | 30 | 0 | 0.7895 | 0.14663 | 0 | -0.0011486 | -0.00574 | 1.5 | 13.34% | 0.7895
6 | 5 | 15 | 30 | 0 | 0.73411 | 0.11285 | 0 | -0.00082241 | -0.00411 | 1.5 | 13.34% | 0.73411
6 | 5 | 16 | 30 | 0 | 1.1216 | 0.067289 | 0 | -0.00074637 | -0.00373 | 1.5 | 13.34% | 1.1216
6 | 5 | 17 | 30 | 0 | 4.6277 | 0.024023 | 0 | -0.0010625 | -0.00531 | 1.5 | 13.34% | 4.6277
6 | 5 | 18 | 30 | 100 | 7.1922 | 0.007575 | 0 | -0.00050825 | -0.00254 | 1.5 | 13.34% | 92.8078
6 | 5 | 19 | 30 | 100 | 7.0325 | 0.000335 | 0 | -2.2011e-05 | -0.00011 | 1.5 | 13.34% | 92.9675
6 | 5 | 20 | 30 | 100 | 100 | 0 | 0 | 0 | 0 | 1.5 | 13.34% | 0
6 | 5 | 21 | 30 | 100 | 100 | 0 | 0 | 0 | 0 | 1.5 | 13.34% | 0
6 | 5 | 22 | 30 | 100 | 100 | 0 | 0 | 0 | 0 | 1.5 | 13.34% | 0
6 | 5 | 23 | 30 | 100 | 100 | 0 | 0 | 0 | 0 | 1.5 | 13.34% | 0
6 | 6 | 0 | 30 | 100 | 100 | 0 | 0 | 0 | 0 | 1.5 | 13.34% | 0
6 | 6 | 1 | 30 | 100 | 100 | 0 | 0 | 0 | 0 | 1.5 | 13.34% | 0
6 | 6 | 2 | 30 | 100 | 100 | 0 | 0 | 0 | 0 | 1.5 | 13.34% | 0
6 | 6 | 3 | 30 | 100 | 100 | 0 | 0 | 0 | 0 | 1.5 | 13.34% | 0
6 | 6 | 4 | 30 | 100 | 7.1741 | 0.000837 | 0 | -5.6028e-05 | -0.00028 | 1.5 | 13.34% | 92.8259
6 | 6 | 5 | 30 | 100 | 7.1903 | 0.007905 | 0 | -0.00053027 | -0.00265 | 1.5 | 13.34% | 92.8097
6 | 6 | 6 | 30 | 0 | 2.6773 | 0.026859 | 0 | -0.00070035 | -0.0035 | 1.5 | 13.34% | 2.6773
6 | 6 | 7 | 30 | 0 | 0.95823 | 0.072523 | 0 | -0.00068834 | -0.00344 | 1.5 | 13.34% | 0.95823
6 | 6 | 8 | 30 | 0 | 0.58714 | 0.11964 | 0 | -0.00069835 | -0.00349 | 1.5 | 13.34% | 0.58714
6 | 6 | 9 | 30 | 0 | 0.64045 | 0.15942 | 0 | -0.0010145 | -0.00507 | 1.5 | 13.34% | 0.64045
6 | 6 | 10 | 30 | 0 | 0.56808 | 0.1881 | 0 | -0.0010625 | -0.00531 | 1.5 | 13.34% | 0.56808
6 | 6 | 11 | 30 | 0 | 0.65326 | 0.19146 | 0 | -0.0012426 | -0.00621 | 1.5 | 13.34% | 0.65326
6 | 6 | 12 | 30 | 0 | 0.78164 | 0.18576 | 0 | -0.0014407 | -0.0072 | 1.5 | 13.34% | 0.78164
6 | 6 | 13 | 30 | 0 | 0.50661 | 0.18261 | 0 | -0.00092046 | -0.0046 | 1.5 | 13.34% | 0.50661
6 | 6 | 14 | 30 | 0 | 3.0856 | 0.10315 | 0 | -0.0030875 | -0.01543 | 1.5 | 13.34% | 3.0856
6 | 6 | 15 | 30 | 0 | 2.7403 | 0.085374 | 0 | -0.0022771 | -0.01138 | 1.5 | 13.34% | 2.7403
6 | 6 | 16 | 30 | 0 | 5.1986 | 0.044379 | 0 | -0.0021931 | -0.01096 | 1.5 | 13.34% | 5.1986
6 | 6 | 17 | 30 | 0 | 5.1411 | 0.024267 | 0 | -0.0011866 | -0.00593 | 1.5 | 13.34% | 5.1411
6 | 6 | 18 | 30 | 100 | 7.1967 | 0.007511 | 0 | -0.00050425 | -0.00252 | 1.5 | 13.34% | 92.8033
6 | 6 | 19 | 30 | 100 | 7.0325 | 0.000335 | 0 | -2.2011e-05 | -0.00011 | 1.5 | 13.34% | 92.9675
6 | 6 | 20 | 30 | 100 | 100 | 0 | 0 | 0 | 0 | 1.5 | 13.34% | 0
6 | 6 | 21 | 30 | 100 | 100 | 0 | 0 | 0 | 0 | 1.5 | 13.34% | 0
6 | 6 | 22 | 30 | 100 | 100 | 0 | 0 | 0 | 0 | 1.5 | 13.34% | 0
6 | 6 | 23 | 30 | 100 | 100 | 0 | 0 | 0 | 0 | 1.5 | 13.34% | 0
6 | 7 | 0 | 30 | 100 | 100 | 0 | 0 | 0 | 0 | 1.5 | 13.34% | 0
6 | 7 | 1 | 30 | 100 | 100 | 0 | 0 | 0 | 0 | 1.5 | 13.34% | 0
6 | 7 | 2 | 30 | 100 | 100 | 0 | 0 | 0 | 0 | 1.5 | 13.34% | 0
6 | 7 | 3 | 30 | 100 | 100 | 0 | 0 | 0 | 0 | 1.5 | 13.34% | 0
6 | 7 | 4 | 30 | 100 | 7.0325 | 0.00067 | 0 | -4.4022e-05 | -0.00022 | 1.5 | 13.34% | 92.9675
6 | 7 | 5 | 30 | 100 | 7.2029 | 0.009679 | 0 | -0.00065032 | -0.00325 | 1.5 | 13.34% | 92.7971
6 | 7 | 6 | 30 | 0 | 5.7777 | 0.025827 | 0 | -0.0014107 | -0.00705 | 1.5 | 13.34% | 5.7777
6 | 7 | 7 | 30 | 0 | 0.8557 | 0.073348 | 0 | -0.00062231 | -0.00311 | 1.5 | 13.34% | 0.8557
6 | 7 | 8 | 30 | 0 | 0.5126 | 0.12124 | 0 | -0.00061831 | -0.00309 | 1.5 | 13.34% | 0.5126
6 | 7 | 9 | 30 | 0 | 0.6438 | 0.16016 | 0 | -0.0010245 | -0.00512 | 1.5 | 13.34% | 0.6438
6 | 7 | 10 | 30 | 0 | 0.6733 | 0.17772 | 0 | -0.0011886 | -0.00594 | 1.5 | 13.34% | 0.6733
6 | 7 | 11 | 30 | 0 | 0.61579 | 0.1929 | 0 | -0.0011806 | -0.0059 | 1.5 | 13.34% | 0.61579
6 | 7 | 12 | 30 | 0 | 0.52602 | 0.19732 | 0 | -0.0010325 | -0.00516 | 1.5 | 13.34% | 0.52602
6 | 7 | 13 | 30 | 0 | 2.1582 | 0.13649 | 0 | -0.0028834 | -0.01441 | 1.5 | 13.34% | 2.1582
6 | 7 | 14 | 30 | 0 | 2.4213 | 0.11342 | 0 | -0.0026813 | -0.0134 | 1.5 | 13.34% | 2.4213
6 | 7 | 15 | 30 | 0 | 1.7196 | 0.097652 | 0 | -0.0016508 | -0.00825 | 1.5 | 13.34% | 1.7196
6 | 7 | 16 | 30 | 0 | 1.0102 | 0.068429 | 0 | -0.00068434 | -0.00342 | 1.5 | 13.34% | 1.0102
6 | 7 | 17 | 30 | 0 | 5.9805 | 0.0239 | 0 | -0.0013487 | -0.00674 | 1.5 | 13.34% | 5.9805
6 | 7 | 18 | 30 | 100 | 7.2139 | 0.008773 | 0 | -0.0005903 | -0.00295 | 1.5 | 13.34% | 92.7861
6 | 7 | 19 | 30 | 100 | 7.2689 | 0.000502 | 0 | -3.4017e-05 | -0.00017 | 1.5 | 13.34% | 92.7311
6 | 7 | 20 | 30 | 100 | 100 | 0 | 0 | 0 | 0 | 1.5 | 13.34% | 0
6 | 7 | 21 | 30 | 100 | 100 | 0 | 0 | 0 | 0 | 1.5 | 13.34% | 0
6 | 7 | 22 | 30 | 100 | 100 | 0 | 0 | 0 | 0 | 1.5 | 13.34% | 0
6 | 7 | 23 | 30 | 100 | 100 | 0 | 0 | 0 | 0 | 1.5 | 13.34% | 0
6 | 8 | 0 | 30 | 100 | 100 | 0 | 0 | 0 | 0 | 1.5 | 13.34% | 0
6 | 8 | 1 | 30 | 100 | 100 | 0 | 0 | 0 | 0 | 1.5 | 13.34% | 0
6 | 8 | 2 | 30 | 100 | 100 | 0 | 0 | 0 | 0 | 1.5 | 13.34% | 0
6 | 8 | 3 | 30 | 100 | 100 | 0 | 0 | 0 | 0 | 1.5 | 13.34% | 0
6 | 8 | 4 | 30 | 100 | 7.2611 | 0.001005 | 0 | -6.8034e-05 | -0.00034 | 1.5 | 13.34% | 92.7389
6 | 8 | 5 | 30 | 100 | 7.2019 | 0.007625 | 0 | -0.00051226 | -0.00256 | 1.5 | 13.34% | 92.7981
6 | 8 | 6 | 30 | 0 | 2.4758 | 0.026669 | 0 | -0.00064432 | -0.00322 | 1.5 | 13.34% | 2.4758
6 | 8 | 7 | 30 | 0 | 0.87286 | 0.073074 | 0 | -0.00063232 | -0.00316 | 1.5 | 13.34% | 0.87286
6 | 8 | 8 | 30 | 0 | 0.53749 | 0.12052 | 0 | -0.00064432 | -0.00322 | 1.5 | 13.34% | 0.53749
6 | 8 | 9 | 30 | 0 | 0.6456 | 0.16034 | 0 | -0.0010285 | -0.00514 | 1.5 | 13.34% | 0.6456
6 | 8 | 10 | 30 | 0 | 0.57108 | 0.18888 | 0 | -0.0010725 | -0.00536 | 1.5 | 13.34% | 0.57108
6 | 8 | 11 | 30 | 0 | 0.69151 | 0.18968 | 0 | -0.0013027 | -0.00651 | 1.5 | 13.34% | 0.69151
6 | 8 | 12 | 30 | 0 | 0.71524 | 0.18822 | 0 | -0.0013367 | -0.00668 | 1.5 | 13.34% | 0.71524
6 | 8 | 13 | 30 | 0 | 0.95881 | 0.16645 | 0 | -0.0015808 | -0.0079 | 1.5 | 13.34% | 0.95881
6 | 8 | 14 | 30 | 0 | 2.5873 | 0.11084 | 0 | -0.0027954 | -0.01397 | 1.5 | 13.34% | 2.5873
6 | 8 | 15 | 30 | 0 | 1.188 | 0.10533 | 0 | -0.0012366 | -0.00618 | 1.5 | 13.34% | 1.188
6 | 8 | 16 | 30 | 0 | 2.3798 | 0.059915 | 0 | -0.0013927 | -0.00696 | 1.5 | 13.34% | 2.3798
6 | 8 | 17 | 30 | 0 | 4.1585 | 0.024308 | 0 | -0.00097048 | -0.00485 | 1.5 | 13.34% | 4.1585
6 | 8 | 18 | 30 | 100 | 7.206 | 0.008395 | 0 | -0.00056428 | -0.00282 | 1.5 | 13.34% | 92.794
6 | 8 | 19 | 30 | 100 | 7.2689 | 0.000502 | 0 | -3.4017e-05 | -0.00017 | 1.5 | 13.34% | 92.7311
6 | 8 | 20 | 30 | 100 | 100 | 0 | 0 | 0 | 0 | 1.5 | 13.34% | 0
6 | 8 | 21 | 30 | 100 | 100 | 0 | 0 | 0 | 0 | 1.5 | 13.34% | 0
6 | 8 | 22 | 30 | 100 | 100 | 0 | 0 | 0 | 0 | 1.5 | 13.34% | 0
6 | 8 | 23 | 30 | 100 | 100 | 0 | 0 | 0 | 0 | 1.5 | 13.34% | 0
6 | 9 | 0 | 30 | 100 | 100 | 0 | 0 | 0 | 0 | 1.5 | 13.34% | 0
6 | 9 | 1 | 30 | 100 | 100 | 0 | 0 | 0 | 0 | 1.5 | 13.34% | 0
6 | 9 | 2 | 30 | 100 | 100 | 0 | 0 | 0 | 0 | 1.5 | 13.34% | 0
6 | 9 | 3 | 30 | 100 | 100 | 0 | 0 | 0 | 0 | 1.5 | 13.34% | 0
6 | 9 | 4 | 30 | 100 | 7.0325 | 0.00067 | 0 | -4.4022e-05 | -0.00022 | 1.5 | 13.34% | 92.9675
6 | 9 | 5 | 30 | 100 | 7.2044 | 0.00929 | 0 | -0.00062431 | -0.00312 | 1.5 | 13.34% | 92.7956
6 | 9 | 6 | 30 | 0 | 4.3238 | 0.026892 | 0 | -0.0011146 | -0.00557 | 1.5 | 13.34% | 4.3238
6 | 9 | 7 | 30 | 0 | 2.0982 | 0.064069 | 0 | -0.0013167 | -0.00658 | 1.5 | 13.34% | 2.0982
6 | 9 | 8 | 30 | 0 | 0.92275 | 0.11249 | 0 | -0.0010285 | -0.00514 | 1.5 | 13.34% | 0.92275
6 | 9 | 9 | 30 | 0 | 0.66807 | 0.15257 | 0 | -0.0010125 | -0.00506 | 1.5 | 13.34% | 0.66807
6 | 9 | 10 | 30 | 0 | 0.56494 | 0.18166 | 0 | -0.0010205 | -0.0051 | 1.5 | 13.34% | 0.56494
6 | 9 | 11 | 30 | 0 | 0.52452 | 0.19673 | 0 | -0.0010265 | -0.00513 | 1.5 | 13.34% | 0.52452
6 | 9 | 12 | 30 | 0 | 0.52492 | 0.1962 | 0 | -0.0010245 | -0.00512 | 1.5 | 13.34% | 0.52492
6 | 9 | 13 | 30 | 0 | 0.74899 | 0.17334 | 0 | -0.0012886 | -0.00644 | 1.5 | 13.34% | 0.74899
6 | 9 | 14 | 30 | 0 | 2.024 | 0.12033 | 0 | -0.0023872 | -0.01193 | 1.5 | 13.34% | 2.024
6 | 9 | 15 | 30 | 0 | 6.904 | 0.045082 | 0 | -0.0029115 | -0.01455 | 1.5 | 13.34% | 6.904
6 | 9 | 16 | 30 | 0 | 6.9255 | 0.027743 | 0 | -0.0017969 | -0.00898 | 1.5 | 13.34% | 6.9255
6 | 9 | 17 | 30 | 0 | 4.73 | 0.024678 | 0 | -0.0011146 | -0.00557 | 1.5 | 13.34% | 4.73
6 | 9 | 18 | 30 | 100 | 7.2153 | 0.008712 | 0 | -0.00058629 | -0.00293 | 1.5 | 13.34% | 92.7847
6 | 9 | 19 | 30 | 100 | 7.0325 | 0.000335 | 0 | -2.2011e-05 | -0.00011 | 1.5 | 13.34% | 92.9675
6 | 9 | 20 | 30 | 100 | 100 | 0 | 0 | 0 | 0 | 1.5 | 13.34% | 0
6 | 9 | 21 | 30 | 100 | 100 | 0 | 0 | 0 | 0 | 1.5 | 13.34% | 0
6 | 9 | 22 | 30 | 100 | 100 | 0 | 0 | 0 | 0 | 1.5 | 13.34% | 0
6 | 9 | 23 | 30 | 100 | 100 | 0 | 0 | 0 | 0 | 1.5 | 13.34% | 0
6 | 10 | 0 | 30 | 100 | 100 | 0 | 0 | 0 | 0 | 1.5 | 13.34% | 0
6 | 10 | 1 | 30 | 100 | 100 | 0 | 0 | 0 | 0 | 1.5 | 13.34% | 0
6 | 10 | 2 | 30 | 100 | 100 | 0 | 0 | 0 | 0 | 1.5 | 13.34% | 0
6 | 10 | 3 | 30 | 100 | 100 | 0 | 0 | 0 | 0 | 1.5 | 13.34% | 0
6 | 10 | 4 | 30 | 100 | 7.1336 | 0.001172 | 0 | -7.8039e-05 | -0.00039 | 1.5 | 13.34% | 92.8664
6 | 10 | 5 | 30 | 100 | 7.2041 | 0.006938 | 0 | -0.00046623 | -0.00233 | 1.5 | 13.34% | 92.7959
6 | 10 | 6 | 30 | 0 | 2.2216 | 0.026425 | 0 | -0.00057429 | -0.00287 | 1.5 | 13.34% | 2.2216
6 | 10 | 7 | 30 | 0 | 0.78613 | 0.073627 | 0 | -0.00057429 | -0.00287 | 1.5 | 13.34% | 0.78613
6 | 10 | 8 | 30 | 0 | 0.49426 | 0.12124 | 0 | -0.0005963 | -0.00298 | 1.5 | 13.34% | 0.49426
6 | 10 | 9 | 30 | 0 | 0.64899 | 0.16075 | 0 | -0.0010365 | -0.00518 | 1.5 | 13.34% | 0.64899
6 | 10 | 10 | 30 | 0 | 0.57405 | 0.18931 | 0 | -0.0010805 | -0.0054 | 1.5 | 13.34% | 0.57405
6 | 10 | 11 | 30 | 0 | 0.64374 | 0.19146 | 0 | -0.0012246 | -0.00612 | 1.5 | 13.34% | 0.64374
6 | 10 | 12 | 30 | 0 | 0.94641 | 0.17971 | 0 | -0.0016848 | -0.00842 | 1.5 | 13.34% | 0.94641
6 | 10 | 13 | 30 | 0 | 0.69017 | 0.17545 | 0 | -0.0012026 | -0.00601 | 1.5 | 13.34% | 0.69017
6 | 10 | 14 | 30 | 0 | 0.66575 | 0.16157 | 0 | -0.0010685 | -0.00534 | 1.5 | 13.34% | 0.66575
6 | 10 | 15 | 30 | 0 | 0.98353 | 0.10889 | 0 | -0.0010605 | -0.0053 | 1.5 | 13.34% | 0.98353
6 | 10 | 16 | 30 | 0 | 1.2215 | 0.067323 | 0 | -0.00081241 | -0.00406 | 1.5 | 13.34% | 1.2215
6 | 10 | 17 | 30 | 0 | 3.3693 | 0.024188 | 0 | -0.00078839 | -0.00394 | 1.5 | 13.34% | 3.3693
6 | 10 | 18 | 30 | 100 | 7.1865 | 0.006536 | 0 | -0.00043822 | -0.00219 | 1.5 | 13.34% | 92.8135
6 | 10 | 19 | 30 | 100 | 7.0325 | 0.00067 | 0 | -4.4022e-05 | -0.00022 | 1.5 | 13.34% | 92.9675
6 | 10 | 20 | 30 | 100 | 100 | 0 | 0 | 0 | 0 | 1.5 | 13.34% | 0
6 | 10 | 21 | 30 | 100 | 100 | 0 | 0 | 0 | 0 | 1.5 | 13.34% | 0
6 | 10 | 22 | 30 | 100 | 100 | 0 | 0 | 0 | 0 | 1.5 | 13.34% | 0
6 | 10 | 23 | 30 | 100 | 100 | 0 | 0 | 0 | 0 | 1.5 | 13.34% | 0
6 | 11 | 0 | 30 | 100 | 100 | 0 | 0 | 0 | 0 | 1.5 | 13.34% | 0
6 | 11 | 1 | 30 | 100 | 100 | 0 | 0 | 0 | 0 | 1.5 | 13.34% | 0
6 | 11 | 2 | 30 | 100 | 100 | 0 | 0 | 0 | 0 | 1.5 | 13.34% | 0
6 | 11 | 3 | 30 | 100 | 100 | 0 | 0 | 0 | 0 | 1.5 | 13.34% | 0
6 | 11 | 4 | 30 | 100 | 7.2611 | 0.001005 | 0 | -6.8034e-05 | -0.00034 | 1.5 | 13.34% | 92.7389
6 | 11 | 5 | 30 | 100 | 7.1928 | 0.008141 | 0 | -0.00054627 | -0.00273 | 1.5 | 13.34% | 92.8072
6 | 11 | 6 | 30 | 0 | 2.4855 | 0.026403 | 0 | -0.00064032 | -0.0032 | 1.5 | 13.34% | 2.4855
6 | 11 | 7 | 30 | 0 | 0.84027 | 0.073002 | 0 | -0.0006083 | -0.00304 | 1.5 | 13.34% | 0.84027
6 | 11 | 8 | 30 | 0 | 0.52472 | 0.12037 | 0 | -0.00062831 | -0.00314 | 1.5 | 13.34% | 0.52472
6 | 11 | 9 | 30 | 0 | 0.64812 | 0.16003 | 0 | -0.0010305 | -0.00515 | 1.5 | 13.34% | 0.64812
6 | 11 | 10 | 30 | 0 | 0.57356 | 0.18877 | 0 | -0.0010765 | -0.00538 | 1.5 | 13.34% | 0.57356
6 | 11 | 11 | 30 | 0 | 0.53865 | 0.20355 | 0 | -0.0010905 | -0.00545 | 1.5 | 13.34% | 0.53865
6 | 11 | 12 | 30 | 0 | 0.59303 | 0.19313 | 0 | -0.0011386 | -0.00569 | 1.5 | 13.34% | 0.59303
6 | 11 | 13 | 30 | 0 | 0.5642 | 0.18261 | 0 | -0.0010245 | -0.00512 | 1.5 | 13.34% | 0.5642
6 | 11 | 14 | 30 | 0 | 0.97535 | 0.14211 | 0 | -0.0013727 | -0.00686 | 1.5 | 13.34% | 0.97535
6 | 11 | 15 | 30 | 0 | 2.4937 | 0.088657 | 0 | -0.0021571 | -0.01078 | 1.5 | 13.34% | 2.4937
6 | 11 | 16 | 30 | 0 | 1.9821 | 0.062595 | 0 | -0.0012166 | -0.00608 | 1.5 | 13.34% | 1.9821
6 | 11 | 17 | 30 | 0 | 6.1628 | 0.02406 | 0 | -0.0013967 | -0.00698 | 1.5 | 13.34% | 6.1628
6 | 11 | 18 | 30 | 100 | 7.2039 | 0.008308 | 0 | -0.00055828 | -0.00279 | 1.5 | 13.34% | 92.7961
6 | 11 | 19 | 30 | 100 | 7.0325 | 0.00067 | 0 | -4.4022e-05 | -0.00022 | 1.5 | 13.34% | 92.9675
6 | 11 | 20 | 30 | 100 | 100 | 0 | 0 | 0 | 0 | 1.5 | 13.34% | 0
6 | 11 | 21 | 30 | 100 | 100 | 0 | 0 | 0 | 0 | 1.5 | 13.34% | 0
6 | 11 | 22 | 30 | 100 | 100 | 0 | 0 | 0 | 0 | 1.5 | 13.34% | 0
6 | 11 | 23 | 30 | 100 | 100 | 0 | 0 | 0 | 0 | 1.5 | 13.34% | 0
6 | 12 | 0 | 30 | 100 | 100 | 0 | 0 | 0 | 0 | 1.5 | 13.34% | 0
6 | 12 | 1 | 30 | 100 | 100 | 0 | 0 | 0 | 0 | 1.5 | 13.34% | 0
6 | 12 | 2 | 30 | 100 | 100 | 0 | 0 | 0 | 0 | 1.5 | 13.34% | 0
6 | 12 | 3 | 30 | 100 | 100 | 0 | 0 | 0 | 0 | 1.5 | 13.34% | 0
6 | 12 | 4 | 30 | 100 | 7.2611 | 0.001005 | 0 | -6.8034e-05 | -0.00034 | 1.5 | 13.34% | 92.7389
6 | 12 | 5 | 30 | 100 | 7.2081 | 0.008988 | 0 | -0.0006043 | -0.00302 | 1.5 | 13.34% | 92.7919
6 | 12 | 6 | 30 | 0 | 4.0431 | 0.026725 | 0 | -0.0010385 | -0.00519 | 1.5 | 13.34% | 4.0431
6 | 12 | 7 | 30 | 0 | 1.4953 | 0.067773 | 0 | -0.0009985 | -0.00499 | 1.5 | 13.34% | 1.4953
6 | 12 | 8 | 30 | 0 | 1.3362 | 0.10532 | 0 | -0.0013887 | -0.00694 | 1.5 | 13.34% | 1.3362
6 | 12 | 9 | 30 | 0 | 0.72465 | 0.15047 | 0 | -0.0010825 | -0.00541 | 1.5 | 13.34% | 0.72465
6 | 12 | 10 | 30 | 0 | 1.52 | 0.15196 | 0 | -0.0022751 | -0.01137 | 1.5 | 13.34% | 1.52
6 | 12 | 11 | 30 | 0 | 1.2335 | 0.17079 | 0 | -0.002081 | -0.0104 | 1.5 | 13.34% | 1.2335
6 | 12 | 12 | 30 | 0 | 6.1475 | 0.08116 | 0 | -0.0047003 | -0.02349 | 1.5 | 13.34% | 6.1475
6 | 12 | 13 | 30 | 0 | 5.5222 | 0.083623 | 0 | -0.0043762 | -0.02187 | 1.5 | 13.34% | 5.5222
6 | 12 | 14 | 30 | 0 | 1.3653 | 0.13326 | 0 | -0.0017949 | -0.00897 | 1.5 | 13.34% | 1.3653
6 | 12 | 15 | 30 | 0 | 6.8008 | 0.041071 | 0 | -0.0026153 | -0.01307 | 1.5 | 13.34% | 6.8008
6 | 12 | 16 | 30 | 0 | 6.8925 | 0.029543 | 0 | -0.001905 | -0.00952 | 1.5 | 13.34% | 6.8925
6 | 12 | 17 | 30 | 0 | 7.0756 | 0.017109 | 0 | -0.0011306 | -0.00565 | 1.5 | 13.34% | 7.0756
6 | 12 | 18 | 30 | 100 | 7.1866 | 0.006327 | 0 | -0.00042421 | -0.00212 | 1.5 | 13.34% | 92.8134
6 | 12 | 19 | 30 | 100 | 7.2689 | 0.000502 | 0 | -3.4017e-05 | -0.00017 | 1.5 | 13.34% | 92.7311
6 | 12 | 20 | 30 | 100 | 100 | 0 | 0 | 0 | 0 | 1.5 | 13.34% | 0
6 | 12 | 21 | 30 | 100 | 100 | 0 | 0 | 0 | 0 | 1.5 | 13.34% | 0
6 | 12 | 22 | 30 | 100 | 100 | 0 | 0 | 0 | 0 | 1.5 | 13.34% | 0
6 | 12 | 23 | 30 | 100 | 100 | 0 | 0 | 0 | 0 | 1.5 | 13.34% | 0
6 | 13 | 0 | 30 | 100 | 100 | 0 | 0 | 0 | 0 | 1.5 | 13.34% | 0
6 | 13 | 1 | 30 | 100 | 100 | 0 | 0 | 0 | 0 | 1.5 | 13.34% | 0
6 | 13 | 2 | 30 | 100 | 100 | 0 | 0 | 0 | 0 | 1.5 | 13.34% | 0
6 | 13 | 3 | 30 | 100 | 100 | 0 | 0 | 0 | 0 | 1.5 | 13.34% | 0
6 | 13 | 4 | 30 | 100 | 7.2611 | 0.001005 | 0 | -6.8034e-05 | -0.00034 | 1.5 | 13.34% | 92.7389
6 | 13 | 5 | 30 | 100 | 7.1907 | 0.007666 | 0 | -0.00051426 | -0.00257 | 1.5 | 13.34% | 92.8093
6 | 13 | 6 | 30 | 0 | 2.6056 | 0.026239 | 0 | -0.00066633 | -0.00333 | 1.5 | 13.34% | 2.6056
6 | 13 | 7 | 30 | 0 | 1.8856 | 0.065089 | 0 | -0.0012046 | -0.00602 | 1.5 | 13.34% | 1.8856
6 | 13 | 8 | 30 | 0 | 0.97506 | 0.11107 | 0 | -0.0010725 | -0.00536 | 1.5 | 13.34% | 0.97506
6 | 13 | 9 | 30 | 0 | 1.2639 | 0.13675 | 0 | -0.0017069 | -0.00853 | 1.5 | 13.34% | 1.2639
6 | 13 | 10 | 30 | 0 | 0.70331 | 0.17592 | 0 | -0.0012286 | -0.00614 | 1.5 | 13.34% | 0.70331
6 | 13 | 11 | 30 | 0 | 1.1122 | 0.17446 | 0 | -0.001919 | -0.00959 | 1.5 | 13.34% | 1.1122
6 | 13 | 12 | 30 | 0 | 0.53397 | 0.20005 | 0 | -0.0010625 | -0.00531 | 1.5 | 13.34% | 0.53397
6 | 13 | 13 | 30 | 0 | 2.3842 | 0.13216 | 0 | -0.0030775 | -0.01538 | 1.5 | 13.34% | 2.3842
6 | 13 | 14 | 30 | 0 | 2.1766 | 0.11798 | 0 | -0.0025133 | -0.01256 | 1.5 | 13.34% | 2.1766
6 | 13 | 15 | 30 | 0 | 6.5923 | 0.049988 | 0 | -0.0030915 | -0.01545 | 1.5 | 13.34% | 6.5923
6 | 13 | 16 | 30 | 0 | 6.5326 | 0.036972 | 0 | -0.0022671 | -0.01133 | 1.5 | 13.34% | 6.5326
6 | 13 | 17 | 30 | 0 | 6.2181 | 0.024132 | 0 | -0.0014127 | -0.00706 | 1.5 | 13.34% | 6.2181
6 | 13 | 18 | 30 | 100 | 7.2086 | 0.006934 | 0 | -0.00046623 | -0.00233 | 1.5 | 13.34% | 92.7914
6 | 13 | 19 | 30 | 100 | 7.2689 | 0.000502 | 0 | -3.4017e-05 | -0.00017 | 1.5 | 13.34% | 92.7311
6 | 13 | 20 | 30 | 100 | 100 | 0 | 0 | 0 | 0 | 1.5 | 13.34% | 0
6 | 13 | 21 | 30 | 100 | 100 | 0 | 0 | 0 | 0 | 1.5 | 13.34% | 0
6 | 13 | 22 | 30 | 100 | 100 | 0 | 0 | 0 | 0 | 1.5 | 13.34% | 0
6 | 13 | 23 | 30 | 100 | 100 | 0 | 0 | 0 | 0 | 1.5 | 13.34% | 0
6 | 14 | 0 | 30 | 100 | 100 | 0 | 0 | 0 | 0 | 1.5 | 13.34% | 0
6 | 14 | 1 | 30 | 100 | 100 | 0 | 0 | 0 | 0 | 1.5 | 13.34% | 0
6 | 14 | 2 | 30 | 100 | 100 | 0 | 0 | 0 | 0 | 1.5 | 13.34% | 0
6 | 14 | 3 | 30 | 100 | 100 | 0 | 0 | 0 | 0 | 1.5 | 13.34% | 0
6 | 14 | 4 | 30 | 100 | 7.1741 | 0.000837 | 0 | -5.6028e-05 | -0.00028 | 1.5 | 13.34% | 92.8259
6 | 14 | 5 | 30 | 100 | 7.1941 | 0.009362 | 0 | -0.00062831 | -0.00314 | 1.5 | 13.34% | 92.8059
6 | 14 | 6 | 30 | 0 | 4.3731 | 0.026601 | 0 | -0.0011146 | -0.00557 | 1.5 | 13.34% | 4.3731
6 | 14 | 7 | 30 | 0 | 3.0878 | 0.05792 | 0 | -0.0017349 | -0.00867 | 1.5 | 13.34% | 3.0878
6 | 14 | 8 | 30 | 0 | 2.5798 | 0.089035 | 0 | -0.0022391 | -0.01119 | 1.5 | 13.34% | 2.5798
6 | 14 | 9 | 30 | 0 | 5.5672 | 0.073345 | 0 | -0.0038679 | -0.01933 | 1.5 | 13.34% | 5.5672
6 | 14 | 10 | 30 | 0 | 4.9282 | 0.09177 | 0 | -0.0043102 | -0.02154 | 1.5 | 13.34% | 4.9282
6 | 14 | 11 | 30 | 0 | 0.96224 | 0.1793 | 0 | -0.0017089 | -0.00854 | 1.5 | 13.34% | 0.96224
6 | 14 | 12 | 30 | 0 | 1.4152 | 0.16519 | 0 | -0.0023052 | -0.01152 | 1.5 | 13.34% | 1.4152
6 | 14 | 13 | 30 | 0 | 0.56988 | 0.18504 | 0 | -0.0010485 | -0.00524 | 1.5 | 13.34% | 0.56988
6 | 14 | 14 | 30 | 0 | 1.2058 | 0.13688 | 0 | -0.0016308 | -0.00815 | 1.5 | 13.34% | 1.2058
6 | 14 | 15 | 30 | 0 | 1.0522 | 0.10819 | 0 | -0.0011266 | -0.00563 | 1.5 | 13.34% | 1.0522
6 | 14 | 16 | 30 | 0 | 3.5399 | 0.054373 | 0 | -0.0018589 | -0.00929 | 1.5 | 13.34% | 3.5399
6 | 14 | 17 | 30 | 0 | 4.3243 | 0.025296 | 0 | -0.0010485 | -0.00524 | 1.5 | 13.34% | 4.3243
6 | 14 | 18 | 30 | 100 | 7.2111 | 0.008806 | 0 | -0.0005923 | -0.00296 | 1.5 | 13.34% | 92.7889
6 | 14 | 19 | 30 | 100 | 7.0325 | 0.00067 | 0 | -4.4022e-05 | -0.00022 | 1.5 | 13.34% | 92.9675
6 | 14 | 20 | 30 | 100 | 100 | 0 | 0 | 0 | 0 | 1.5 | 13.34% | 0
6 | 14 | 21 | 30 | 100 | 100 | 0 | 0 | 0 | 0 | 1.5 | 13.34% | 0
6 | 14 | 22 | 30 | 100 | 100 | 0 | 0 | 0 | 0 | 1.5 | 13.34% | 0
6 | 14 | 23 | 30 | 100 | 100 | 0 | 0 | 0 | 0 | 1.5 | 13.34% | 0
6 | 15 | 0 | 30 | 100 | 100 | 0 | 0 | 0 | 0 | 1.5 | 13.34% | 0
6 | 15 | 1 | 30 | 100 | 100 | 0 | 0 | 0 | 0 | 1.5 | 13.34% | 0
6 | 15 | 2 | 30 | 100 | 100 | 0 | 0 | 0 | 0 | 1.5 | 13.34% | 0
6 | 15 | 3 | 30 | 100 | 100 | 0 | 0 | 0 | 0 | 1.5 | 13.34% | 0
6 | 15 | 4 | 30 | 100 | 7.2096 | 0.001339 | 0 | -9.0045e-05 | -0.00045 | 1.5 | 13.34% | 92.7904
6 | 15 | 5 | 30 | 100 | 7.2177 | 0.00755 | 0 | -0.00050825 | -0.00254 | 1.5 | 13.34% | 92.7823
6 | 15 | 6 | 30 | 0 | 3.6298 | 0.026393 | 0 | -0.00092446 | -0.00462 | 1.5 | 13.34% | 3.6298
6 | 15 | 7 | 30 | 0 | 2.3626 | 0.061988 | 0 | -0.0014307 | -0.00715 | 1.5 | 13.34% | 2.3626
6 | 15 | 8 | 30 | 0 | 2.6111 | 0.088623 | 0 | -0.0022551 | -0.01127 | 1.5 | 13.34% | 2.6111
6 | 15 | 9 | 30 | 0 | 2.6715 | 0.11074 | 0 | -0.0028814 | -0.0144 | 1.5 | 13.34% | 2.6715
6 | 15 | 10 | 30 | 0 | 0.6127 | 0.17908 | 0 | -0.0010905 | -0.00545 | 1.5 | 13.34% | 0.6127
6 | 15 | 11 | 30 | 0 | 0.54131 | 0.20367 | 0 | -0.0010965 | -0.00548 | 1.5 | 13.34% | 0.54131
6 | 15 | 12 | 30 | 0 | 0.542 | 0.20341 | 0 | -0.0010965 | -0.00548 | 1.5 | 13.34% | 0.542
6 | 15 | 13 | 30 | 0 | 0.57835 | 0.18826 | 0 | -0.0010825 | -0.00541 | 1.5 | 13.34% | 0.57835
6 | 15 | 14 | 30 | 0 | 0.6567 | 0.15918 | 0 | -0.0010385 | -0.00519 | 1.5 | 13.34% | 0.6567
6 | 15 | 15 | 30 | 0 | 0.49852 | 0.119 | 0 | -0.0005903 | -0.00295 | 1.5 | 13.34% | 0.49852
6 | 15 | 16 | 30 | 0 | 1.2484 | 0.067836 | 0 | -0.00083642 | -0.00418 | 1.5 | 13.34% | 1.2484
6 | 15 | 17 | 30 | 0 | 2.2575 | 0.024382 | 0 | -0.00053827 | -0.00269 | 1.5 | 13.34% | 2.2575
6 | 15 | 18 | 30 | 100 | 7.2111 | 0.006545 | 0 | -0.00044022 | -0.0022 | 1.5 | 13.34% | 92.7889
6 | 15 | 19 | 30 | 100 | 7.2611 | 0.001005 | 0 | -6.8034e-05 | -0.00034 | 1.5 | 13.34% | 92.7389
6 | 15 | 20 | 30 | 100 | 100 | 0 | 0 | 0 | 0 | 1.5 | 13.34% | 0
6 | 15 | 21 | 30 | 100 | 100 | 0 | 0 | 0 | 0 | 1.5 | 13.34% | 0
6 | 15 | 22 | 30 | 100 | 100 | 0 | 0 | 0 | 0 | 1.5 | 13.34% | 0
6 | 15 | 23 | 30 | 100 | 100 | 0 | 0 | 0 | 0 | 1.5 | 13.34% | 0
6 | 16 | 0 | 30 | 100 | 100 | 0 | 0 | 0 | 0 | 1.5 | 13.34% | 0
6 | 16 | 1 | 30 | 100 | 100 | 0 | 0 | 0 | 0 | 1.5 | 13.34% | 0
6 | 16 | 2 | 30 | 100 | 100 | 0 | 0 | 0 | 0 | 1.5 | 13.34% | 0
6 | 16 | 3 | 30 | 100 | 100 | 0 | 0 | 0 | 0 | 1.5 | 13.34% | 0
6 | 16 | 4 | 30 | 100 | 7.2689 | 0.000502 | 0 | -3.4017e-05 | -0.00017 | 1.5 | 13.34% | 92.7311
6 | 16 | 5 | 30 | 100 | 7.1946 | 0.004472 | 0 | -0.00030015 | -0.0015 | 1.5 | 13.34% | 92.8054
6 | 16 | 6 | 30 | 0 | 7.155 | 0.011927 | 0 | -0.0007964 | -0.00398 | 1.5 | 13.34% | 7.155
6 | 16 | 7 | 30 | 0 | 7.0678 | 0.020188 | 0 | -0.0013327 | -0.00666 | 1.5 | 13.34% | 7.0678
6 | 16 | 8 | 30 | 0 | 6.9496 | 0.033011 | 0 | -0.0021451 | -0.01072 | 1.5 | 13.34% | 6.9496
6 | 16 | 9 | 30 | 0 | 2.5915 | 0.11193 | 0 | -0.0028274 | -0.01413 | 1.5 | 13.34% | 2.5915
6 | 16 | 10 | 30 | 0 | 3.5081 | 0.11259 | 0 | -0.0038159 | -0.01907 | 1.5 | 13.34% | 3.5081
6 | 16 | 11 | 30 | 0 | 0.57739 | 0.1938 | 0 | -0.0011126 | -0.00556 | 1.5 | 13.34% | 0.57739
6 | 16 | 12 | 30 | 0 | 0.53795 | 0.20157 | 0 | -0.0010785 | -0.00539 | 1.5 | 13.34% | 0.53795
6 | 16 | 13 | 30 | 0 | 0.5737 | 0.18627 | 0 | -0.0010625 | -0.00531 | 1.5 | 13.34% | 0.5737
6 | 16 | 14 | 30 | 0 | 0.65047 | 0.15729 | 0 | -0.0010165 | -0.00508 | 1.5 | 13.34% | 0.65047
6 | 16 | 15 | 30 | 0 | 2.1869 | 0.092753 | 0 | -0.001985 | -0.00992 | 1.5 | 13.34% | 2.1869
6 | 16 | 16 | 30 | 0 | 0.94547 | 0.070288 | 0 | -0.00065833 | -0.00329 | 1.5 | 13.34% | 0.94547
6 | 16 | 17 | 30 | 0 | 2.7583 | 0.024824 | 0 | -0.00066633 | -0.00333 | 1.5 | 13.34% | 2.7583
6 | 16 | 18 | 30 | 100 | 7.1896 | 0.007667 | 0 | -0.00051426 | -0.00257 | 1.5 | 13.34% | 92.8104
6 | 16 | 19 | 30 | 100 | 7.1741 | 0.000837 | 0 | -5.6028e-05 | -0.00028 | 1.5 | 13.34% | 92.8259
6 | 16 | 20 | 30 | 100 | 100 | 0 | 0 | 0 | 0 | 1.5 | 13.34% | 0
6 | 16 | 21 | 30 | 100 | 100 | 0 | 0 | 0 | 0 | 1.5 | 13.34% | 0
6 | 16 | 22 | 30 | 100 | 100 | 0 | 0 | 0 | 0 | 1.5 | 13.34% | 0
6 | 16 | 23 | 30 | 100 | 100 | 0 | 0 | 0 | 0 | 1.5 | 13.34% | 0
6 | 17 | 0 | 30 | 100 | 100 | 0 | 0 | 0 | 0 | 1.5 | 13.34% | 0
6 | 17 | 1 | 30 | 100 | 100 | 0 | 0 | 0 | 0 | 1.5 | 13.34% | 0
6 | 17 | 2 | 30 | 100 | 100 | 0 | 0 | 0 | 0 | 1.5 | 13.34% | 0
6 | 17 | 3 | 30 | 100 | 100 | 0 | 0 | 0 | 0 | 1.5 | 13.34% | 0
6 | 17 | 4 | 30 | 100 | 7.0325 | 0.000335 | 0 | -2.2011e-05 | -0.00011 | 1.5 | 13.34% | 92.9675
6 | 17 | 5 | 30 | 100 | 7.1926 | 0.003668 | 0 | -0.00024612 | -0.00123 | 1.5 | 13.34% | 92.8074
6 | 17 | 6 | 30 | 0 | 7.126 | 0.013687 | 0 | -0.00091046 | -0.00455 | 1.5 | 13.34% | 7.126
6 | 17 | 7 | 30 | 0 | 5.5048 | 0.044027 | 0 | -0.0022971 | -0.01148 | 1.5 | 13.34% | 5.5048
6 | 17 | 8 | 30 | 0 | 3.087 | 0.08326 | 0 | -0.0024932 | -0.01246 | 1.5 | 13.34% | 3.087
6 | 17 | 9 | 30 | 0 | 2.3984 | 0.11499 | 0 | -0.0026933 | -0.01346 | 1.5 | 13.34% | 2.3984
6 | 17 | 10 | 30 | 0 | 1.2162 | 0.15954 | 0 | -0.001917 | -0.00958 | 1.5 | 13.34% | 1.2162
6 | 17 | 11 | 30 | 0 | 1.3092 | 0.16831 | 0 | -0.0021751 | -0.01087 | 1.5 | 13.34% | 1.3092
6 | 17 | 12 | 30 | 0 | 0.85999 | 0.18258 | 0 | -0.0015568 | -0.00778 | 1.5 | 13.34% | 0.85999
6 | 17 | 13 | 30 | 0 | 0.878 | 0.16921 | 0 | -0.0014727 | -0.00736 | 1.5 | 13.34% | 0.878
6 | 17 | 14 | 30 | 0 | 1.2582 | 0.13592 | 0 | -0.0016888 | -0.00844 | 1.5 | 13.34% | 1.2582
6 | 17 | 15 | 30 | 0 | 0.81745 | 0.12364 | 0 | -0.0010025 | -0.00501 | 1.5 | 13.34% | 0.81745
6 | 17 | 16 | 30 | 0 | 1.7385 | 0.064873 | 0 | -0.0011086 | -0.00554 | 1.5 | 13.34% | 1.7385
6 | 17 | 17 | 30 | 0 | 5.9707 | 0.024967 | 0 | -0.0014067 | -0.00703 | 1.5 | 13.34% | 5.9707
6 | 17 | 18 | 30 | 100 | 7.1986 | 0.009446 | 0 | -0.00063432 | -0.00317 | 1.5 | 13.34% | 92.8014
6 | 17 | 19 | 30 | 100 | 7.0325 | 0.00067 | 0 | -4.4022e-05 | -0.00022 | 1.5 | 13.34% | 92.9675
6 | 17 | 20 | 30 | 100 | 100 | 0 | 0 | 0 | 0 | 1.5 | 13.34% | 0
6 | 17 | 21 | 30 | 100 | 100 | 0 | 0 | 0 | 0 | 1.5 | 13.34% | 0
6 | 17 | 22 | 30 | 100 | 100 | 0 | 0 | 0 | 0 | 1.5 | 13.34% | 0
6 | 17 | 23 | 30 | 100 | 100 | 0 | 0 | 0 | 0 | 1.5 | 13.34% | 0
6 | 18 | 0 | 30 | 100 | 100 | 0 | 0 | 0 | 0 | 1.5 | 13.34% | 0
6 | 18 | 1 | 30 | 100 | 100 | 0 | 0 | 0 | 0 | 1.5 | 13.34% | 0
6 | 18 | 2 | 30 | 100 | 100 | 0 | 0 | 0 | 0 | 1.5 | 13.34% | 0
6 | 18 | 3 | 30 | 100 | 100 | 0 | 0 | 0 | 0 | 1.5 | 13.34% | 0
6 | 18 | 4 | 30 | 100 | 7.0325 | 0.00067 | 0 | -4.4022e-05 | -0.00022 | 1.5 | 13.34% | 92.9675
6 | 18 | 5 | 30 | 100 | 7.2278 | 0.004631 | 0 | -0.00031216 | -0.00156 | 1.5 | 13.34% | 92.7722
6 | 18 | 6 | 30 | 0 | 7.1918 | 0.009007 | 0 | -0.0006043 | -0.00302 | 1.5 | 13.34% | 7.1918
6 | 18 | 7 | 30 | 0 | 7.0948 | 0.019029 | 0 | -0.0012606 | -0.0063 | 1.5 | 13.34% | 7.0948
6 | 18 | 8 | 30 | 0 | 2.7267 | 0.087072 | 0 | -0.0023112 | -0.01155 | 1.5 | 13.34% | 2.7267
6 | 18 | 9 | 30 | 0 | 0.74791 | 0.14906 | 0 | -0.0011066 | -0.00553 | 1.5 | 13.34% | 0.74791
6 | 18 | 10 | 30 | 0 | 1.9883 | 0.14072 | 0 | -0.0027434 | -0.01371 | 1.5 | 13.34% | 1.9883
6 | 18 | 11 | 30 | 0 | 2.8666 | 0.13176 | 0 | -0.0036718 | -0.01835 | 1.5 | 13.34% | 2.8666
6 | 18 | 12 | 30 | 0 | 2.8061 | 0.13291 | 0 | -0.0036278 | -0.01813 | 1.5 | 13.34% | 2.8061
6 | 18 | 13 | 30 | 0 | 6.9278 | 0.044783 | 0 | -0.0029014 | -0.0145 | 1.5 | 13.34% | 6.9278
6 | 18 | 14 | 30 | 0 | 6.7831 | 0.049362 | 0 | -0.0031356 | -0.01567 | 1.5 | 13.34% | 6.7831
6 | 18 | 15 | 30 | 0 | 6.8267 | 0.039892 | 0 | -0.0025493 | -0.01274 | 1.5 | 13.34% | 6.8267
6 | 18 | 16 | 30 | 0 | 6.924 | 0.028243 | 0 | -0.0018289 | -0.00914 | 1.5 | 13.34% | 6.924
6 | 18 | 17 | 30 | 0 | 7.0951 | 0.015887 | 0 | -0.0010525 | -0.00526 | 1.5 | 13.34% | 7.0951
6 | 18 | 18 | 30 | 100 | 7.1917 | 0.0068 | 0 | -0.00045623 | -0.00228 | 1.5 | 13.34% | 92.8083
6 | 18 | 19 | 30 | 100 | 7.0325 | 0.00067 | 0 | -4.4022e-05 | -0.00022 | 1.5 | 13.34% | 92.9675
6 | 18 | 20 | 30 | 100 | 100 | 0 | 0 | 0 | 0 | 1.5 | 13.34% | 0
6 | 18 | 21 | 30 | 100 | 100 | 0 | 0 | 0 | 0 | 1.5 | 13.34% | 0
6 | 18 | 22 | 30 | 100 | 100 | 0 | 0 | 0 | 0 | 1.5 | 13.34% | 0
6 | 18 | 23 | 30 | 100 | 100 | 0 | 0 | 0 | 0 | 1.5 | 13.34% | 0
6 | 19 | 0 | 30 | 100 | 100 | 0 | 0 | 0 | 0 | 1.5 | 13.34% | 0
6 | 19 | 1 | 30 | 100 | 100 | 0 | 0 | 0 | 0 | 1.5 | 13.34% | 0
6 | 19 | 2 | 30 | 100 | 100 | 0 | 0 | 0 | 0 | 1.5 | 13.34% | 0
6 | 19 | 3 | 30 | 100 | 100 | 0 | 0 | 0 | 0 | 1.5 | 13.34% | 0
6 | 19 | 4 | 30 | 100 | 7.1741 | 0.000837 | 0 | -5.6028e-05 | -0.00028 | 1.5 | 13.34% | 92.8259
6 | 19 | 5 | 30 | 100 | 7.2129 | 0.007525 | 0 | -0.00050625 | -0.00253 | 1.5 | 13.34% | 92.7871
6 | 19 | 6 | 30 | 0 | 3.6022 | 0.025955 | 0 | -0.00090245 | -0.00451 | 1.5 | 13.34% | 3.6022
6 | 19 | 7 | 30 | 0 | 1.4448 | 0.067297 | 0 | -0.00095848 | -0.00479 | 1.5 | 13.34% | 1.4448
6 | 19 | 8 | 30 | 0 | 0.62124 | 0.117 | 0 | -0.00072236 | -0.00361 | 1.5 | 13.34% | 0.62124
6 | 19 | 9 | 30 | 0 | 0.96358 | 0.1432 | 0 | -0.0013667 | -0.00683 | 1.5 | 13.34% | 0.96358
6 | 19 | 10 | 30 | 0 | 0.62087 | 0.17836 | 0 | -0.0011006 | -0.0055 | 1.5 | 13.34% | 0.62087
6 | 19 | 11 | 30 | 0 | 1.3007 | 0.16847 | 0 | -0.0021631 | -0.01081 | 1.5 | 13.34% | 1.3007
6 | 19 | 12 | 30 | 0 | 2.07 | 0.14859 | 0 | -0.0030135 | -0.01506 | 1.5 | 13.34% | 2.07
6 | 19 | 13 | 30 | 0 | 2.9303 | 0.12216 | 0 | -0.0034777 | -0.01738 | 1.5 | 13.34% | 2.9303
6 | 19 | 14 | 30 | 0 | 1.6498 | 0.12797 | 0 | -0.002077 | -0.01038 | 1.5 | 13.34% | 1.6498
6 | 19 | 15 | 30 | 0 | 1.6069 | 0.10046 | 0 | -0.0015888 | -0.00794 | 1.5 | 13.34% | 1.6069
6 | 19 | 16 | 30 | 0 | 4.7439 | 0.048246 | 0 | -0.0021851 | -0.01092 | 1.5 | 13.34% | 4.7439
6 | 19 | 17 | 30 | 0 | 7.07 | 0.017758 | 0 | -0.0011726 | -0.00586 | 1.5 | 13.34% | 7.07
6 | 19 | 18 | 30 | 100 | 7.1881 | 0.005729 | 0 | -0.00038419 | -0.00192 | 1.5 | 13.34% | 92.8119
6 | 19 | 19 | 30 | 100 | 7.0325 | 0.00067 | 0 | -4.4022e-05 | -0.00022 | 1.5 | 13.34% | 92.9675
6 | 19 | 20 | 30 | 100 | 100 | 0 | 0 | 0 | 0 | 1.5 | 13.34% | 0
6 | 19 | 21 | 30 | 100 | 100 | 0 | 0 | 0 | 0 | 1.5 | 13.34% | 0
6 | 19 | 22 | 30 | 100 | 100 | 0 | 0 | 0 | 0 | 1.5 | 13.34% | 0
6 | 19 | 23 | 30 | 100 | 100 | 0 | 0 | 0 | 0 | 1.5 | 13.34% | 0
6 | 20 | 0 | 30 | 100 | 100 | 0 | 0 | 0 | 0 | 1.5 | 13.34% | 0
6 | 20 | 1 | 30 | 100 | 100 | 0 | 0 | 0 | 0 | 1.5 | 13.34% | 0
6 | 20 | 2 | 30 | 100 | 100 | 0 | 0 | 0 | 0 | 1.5 | 13.34% | 0
6 | 20 | 3 | 30 | 100 | 100 | 0 | 0 | 0 | 0 | 1.5 | 13.34% | 0
6 | 20 | 4 | 30 | 100 | 7.0325 | 0.00067 | 0 | -4.4022e-05 | -0.00022 | 1.5 | 13.34% | 92.9675
6 | 20 | 5 | 30 | 100 | 7.1927 | 0.009662 | 0 | -0.00064832 | -0.00324 | 1.5 | 13.34% | 92.8073
6 | 20 | 6 | 30 | 0 | 6.6163 | 0.023474 | 0 | -0.0014567 | -0.00728 | 1.5 | 13.34% | 6.6163
6 | 20 | 7 | 30 | 0 | 2.6059 | 0.060115 | 0 | -0.0015268 | -0.00763 | 1.5 | 13.34% | 2.6059
6 | 20 | 8 | 30 | 0 | 2.2313 | 0.092596 | 0 | -0.002021 | -0.0101 | 1.5 | 13.34% | 2.2313
6 | 20 | 9 | 30 | 0 | 2.807 | 0.10832 | 0 | -0.0029575 | -0.01478 | 1.5 | 13.34% | 2.807
6 | 20 | 10 | 30 | 0 | 0.71063 | 0.17497 | 0 | -0.0012346 | -0.00617 | 1.5 | 13.34% | 0.71063
6 | 20 | 11 | 30 | 0 | 0.8427 | 0.18318 | 0 | -0.0015308 | -0.00765 | 1.5 | 13.34% | 0.8427
6 | 20 | 12 | 30 | 0 | 4.0361 | 0.1111 | 0 | -0.0043102 | -0.02154 | 1.5 | 13.34% | 4.0361
6 | 20 | 13 | 30 | 0 | 1.9846 | 0.14067 | 0 | -0.0027374 | -0.01368 | 1.5 | 13.34% | 1.9846
6 | 20 | 14 | 30 | 0 | 2.0123 | 0.12132 | 0 | -0.0023932 | -0.01196 | 1.5 | 13.34% | 2.0123
6 | 20 | 15 | 30 | 0 | 6.9692 | 0.031665 | 0 | -0.002063 | -0.01031 | 1.5 | 13.34% | 6.9692
6 | 20 | 16 | 30 | 0 | 7.0256 | 0.022496 | 0 | -0.0014767 | -0.00738 | 1.5 | 13.34% | 7.0256
6 | 20 | 17 | 30 | 0 | 7.1497 | 0.012565 | 0 | -0.00083842 | -0.00419 | 1.5 | 13.34% | 7.1497
6 | 20 | 18 | 30 | 100 | 7.1854 | 0.005731 | 0 | -0.00038419 | -0.00192 | 1.5 | 13.34% | 92.8146
6 | 20 | 19 | 30 | 100 | 7.0325 | 0.00067 | 0 | -4.4022e-05 | -0.00022 | 1.5 | 13.34% | 92.9675
6 | 20 | 20 | 30 | 100 | 100 | 0 | 0 | 0 | 0 | 1.5 | 13.34% | 0
6 | 20 | 21 | 30 | 100 | 100 | 0 | 0 | 0 | 0 | 1.5 | 13.34% | 0
6 | 20 | 22 | 30 | 100 | 100 | 0 | 0 | 0 | 0 | 1.5 | 13.34% | 0
6 | 20 | 23 | 30 | 100 | 100 | 0 | 0 | 0 | 0 | 1.5 | 13.34% | 0
6 | 21 | 0 | 30 | 100 | 100 | 0 | 0 | 0 | 0 | 1.5 | 13.34% | 0
6 | 21 | 1 | 30 | 100 | 100 | 0 | 0 | 0 | 0 | 1.5 | 13.34% | 0
6 | 21 | 2 | 30 | 100 | 100 | 0 | 0 | 0 | 0 | 1.5 | 13.34% | 0
6 | 21 | 3 | 30 | 100 | 100 | 0 | 0 | 0 | 0 | 1.5 | 13.34% | 0
6 | 21 | 4 | 30 | 100 | 7.0325 | 0.00067 | 0 | -4.4022e-05 | -0.00022 | 1.5 | 13.34% | 92.9675
6 | 21 | 5 | 30 | 100 | 7.2055 | 0.009646 | 0 | -0.00064832 | -0.00324 | 1.5 | 13.34% | 92.7945
6 | 21 | 6 | 30 | 0 | 7.0368 | 0.019906 | 0 | -0.0013087 | -0.00654 | 1.5 | 13.34% | 7.0368
6 | 21 | 7 | 30 | 0 | 3.1021 | 0.057262 | 0 | -0.0017229 | -0.00861 | 1.5 | 13.34% | 3.1021
6 | 21 | 8 | 30 | 0 | 1.0775 | 0.10831 | 0 | -0.0011546 | -0.00577 | 1.5 | 13.34% | 1.0775
6 | 21 | 9 | 30 | 0 | 1.6072 | 0.12878 | 0 | -0.002037 | -0.01018 | 1.5 | 13.34% | 1.6072
6 | 21 | 10 | 30 | 0 | 0.90266 | 0.16843 | 0 | -0.0015068 | -0.00753 | 1.5 | 13.34% | 0.90266
6 | 21 | 11 | 30 | 0 | 0.72946 | 0.18734 | 0 | -0.0013567 | -0.00678 | 1.5 | 13.34% | 0.72946
6 | 21 | 12 | 30 | 0 | 2.6816 | 0.13539 | 0 | -0.0035358 | -0.01767 | 1.5 | 13.34% | 2.6816
6 | 21 | 13 | 30 | 0 | 4.2193 | 0.10157 | 0 | -0.0041121 | -0.02055 | 1.5 | 13.34% | 4.2193
6 | 21 | 14 | 30 | 0 | 5.5246 | 0.07369 | 0 | -0.0038579 | -0.01928 | 1.5 | 13.34% | 5.5246
6 | 21 | 15 | 30 | 0 | 4.6398 | 0.067872 | 0 | -0.0030095 | -0.01504 | 1.5 | 13.34% | 4.6398
6 | 21 | 16 | 30 | 0 | 4.1068 | 0.051942 | 0 | -0.002049 | -0.01024 | 1.5 | 13.34% | 4.1068
6 | 21 | 17 | 30 | 0 | 7.0464 | 0.018999 | 0 | -0.0012506 | -0.00625 | 1.5 | 13.34% | 7.0464
6 | 21 | 18 | 30 | 100 | 7.2011 | 0.006196 | 0 | -0.00041621 | -0.00208 | 1.5 | 13.34% | 92.7989
6 | 21 | 19 | 30 | 100 | 7.2689 | 0.000502 | 0 | -3.4017e-05 | -0.00017 | 1.5 | 13.34% | 92.7311
6 | 21 | 20 | 30 | 100 | 100 | 0 | 0 | 0 | 0 | 1.5 | 13.34% | 0
6 | 21 | 21 | 30 | 100 | 100 | 0 | 0 | 0 | 0 | 1.5 | 13.34% | 0
6 | 21 | 22 | 30 | 100 | 100 | 0 | 0 | 0 | 0 | 1.5 | 13.34% | 0
6 | 21 | 23 | 30 | 100 | 100 | 0 | 0 | 0 | 0 | 1.5 | 13.34% | 0
6 | 22 | 0 | 30 | 100 | 100 | 0 | 0 | 0 | 0 | 1.5 | 13.34% | 0
6 | 22 | 1 | 30 | 100 | 100 | 0 | 0 | 0 | 0 | 1.5 | 13.34% | 0
6 | 22 | 2 | 30 | 100 | 100 | 0 | 0 | 0 | 0 | 1.5 | 13.34% | 0
6 | 22 | 3 | 30 | 100 | 100 | 0 | 0 | 0 | 0 | 1.5 | 13.34% | 0
6 | 22 | 4 | 30 | 100 | 7.2611 | 0.001005 | 0 | -6.8034e-05 | -0.00034 | 1.5 | 13.34% | 92.7389
6 | 22 | 5 | 30 | 100 | 7.207 | 0.009525 | 0 | -0.00064032 | -0.0032 | 1.5 | 13.34% | 92.793
6 | 22 | 6 | 30 | 0 | 5.8431 | 0.025264 | 0 | -0.0013947 | -0.00697 | 1.5 | 13.34% | 5.8431
6 | 22 | 7 | 30 | 0 | 3.9494 | 0.052561 | 0 | -0.001997 | -0.00998 | 1.5 | 13.34% | 3.9494
6 | 22 | 8 | 30 | 0 | 4.6225 | 0.067843 | 0 | -0.0029975 | -0.01498 | 1.5 | 13.34% | 4.6225
6 | 22 | 9 | 30 | 0 | 6.9176 | 0.040855 | 0 | -0.0026433 | -0.01321 | 1.5 | 13.34% | 6.9176
6 | 22 | 10 | 30 | 0 | 6.9122 | 0.045806 | 0 | -0.0029615 | -0.0148 | 1.5 | 13.34% | 6.9122
6 | 22 | 11 | 30 | 0 | 6.9112 | 0.048536 | 0 | -0.0031376 | -0.01568 | 1.5 | 13.34% | 6.9112
6 | 22 | 12 | 30 | 0 | 6.8296 | 0.054368 | 0 | -0.0034757 | -0.01737 | 1.5 | 13.34% | 6.8296
6 | 22 | 13 | 30 | 0 | 4.7725 | 0.093788 | 0 | -0.0042721 | -0.02135 | 1.5 | 13.34% | 4.7725
6 | 22 | 14 | 30 | 0 | 0.78515 | 0.14795 | 0 | -0.0011526 | -0.00576 | 1.5 | 13.34% | 0.78515
6 | 22 | 15 | 30 | 0 | 3.1184 | 0.082842 | 0 | -0.0025053 | -0.01252 | 1.5 | 13.34% | 3.1184
6 | 22 | 16 | 30 | 0 | 1.9891 | 0.063918 | 0 | -0.0012466 | -0.00623 | 1.5 | 13.34% | 1.9891
6 | 22 | 17 | 30 | 0 | 6.8531 | 0.022526 | 0 | -0.0014447 | -0.00722 | 1.5 | 13.34% | 6.8531
6 | 22 | 18 | 30 | 100 | 7.2072 | 0.010001 | 0 | -0.00067234 | -0.00336 | 1.5 | 13.34% | 92.7928
6 | 22 | 19 | 30 | 100 | 7.2611 | 0.001005 | 0 | -6.8034e-05 | -0.00034 | 1.5 | 13.34% | 92.7389
6 | 22 | 20 | 30 | 100 | 100 | 0 | 0 | 0 | 0 | 1.5 | 13.34% | 0
6 | 22 | 21 | 30 | 100 | 100 | 0 | 0 | 0 | 0 | 1.5 | 13.34% | 0
6 | 22 | 22 | 30 | 100 | 100 | 0 | 0 | 0 | 0 | 1.5 | 13.34% | 0
6 | 22 | 23 | 30 | 100 | 100 | 0 | 0 | 0 | 0 | 1.5 | 13.34% | 0
6 | 23 | 0 | 30 | 100 | 100 | 0 | 0 | 0 | 0 | 1.5 | 13.34% | 0
6 | 23 | 1 | 30 | 100 | 100 | 0 | 0 | 0 | 0 | 1.5 | 13.34% | 0
6 | 23 | 2 | 30 | 100 | 100 | 0 | 0 | 0 | 0 | 1.5 | 13.34% | 0
6 | 23 | 3 | 30 | 100 | 100 | 0 | 0 | 0 | 0 | 1.5 | 13.34% | 0
6 | 23 | 4 | 30 | 100 | 7.1741 | 0.000837 | 0 | -5.6028e-05 | -0.00028 | 1.5 | 13.34% | 92.8259
6 | 23 | 5 | 30 | 100 | 7.2115 | 0.008151 | 0 | -0.00054827 | -0.00274 | 1.5 | 13.34% | 92.7885
6 | 23 | 6 | 30 | 0 | 3.0481 | 0.025165 | 0 | -0.00074437 | -0.00372 | 1.5 | 13.34% | 3.0481
6 | 23 | 7 | 30 | 0 | 1.1229 | 0.069017 | 0 | -0.00076638 | -0.00383 | 1.5 | 13.34% | 1.1229
6 | 23 | 8 | 30 | 0 | 0.69644 | 0.11486 | 0 | -0.0007944 | -0.00397 | 1.5 | 13.34% | 0.69644
6 | 23 | 9 | 30 | 0 | 0.54513 | 0.15464 | 0 | -0.00083842 | -0.00419 | 1.5 | 13.34% | 0.54513
6 | 23 | 10 | 30 | 0 | 0.56518 | 0.18301 | 0 | -0.0010285 | -0.00514 | 1.5 | 13.34% | 0.56518
6 | 23 | 11 | 30 | 0 | 0.53076 | 0.19822 | 0 | -0.0010465 | -0.00523 | 1.5 | 13.34% | 0.53076
6 | 23 | 12 | 30 | 0 | 0.6763 | 0.18945 | 0 | -0.0012726 | -0.00636 | 1.5 | 13.34% | 0.6763
6 | 23 | 13 | 30 | 0 | 2.3914 | 0.13237 | 0 | -0.0030915 | -0.01545 | 1.5 | 13.34% | 2.3914
6 | 23 | 14 | 30 | 0 | 3.4528 | 0.099164 | 0 | -0.0033097 | -0.01654 | 1.5 | 13.34% | 3.4528
6 | 23 | 15 | 30 | 0 | 1.717 | 0.09934 | 0 | -0.0016768 | -0.00838 | 1.5 | 13.34% | 1.717
6 | 23 | 16 | 30 | 0 | 2.3273 | 0.062025 | 0 | -0.0014107 | -0.00705 | 1.5 | 13.34% | 2.3273
6 | 23 | 17 | 30 | 0 | 5.3781 | 0.026112 | 0 | -0.0013327 | -0.00666 | 1.5 | 13.34% | 5.3781
6 | 23 | 18 | 30 | 100 | 7.205 | 0.008009 | 0 | -0.00053827 | -0.00269 | 1.5 | 13.34% | 92.795
6 | 23 | 19 | 30 | 100 | 7.1741 | 0.000837 | 0 | -5.6028e-05 | -0.00028 | 1.5 | 13.34% | 92.8259
6 | 23 | 20 | 30 | 100 | 100 | 0 | 0 | 0 | 0 | 1.5 | 13.34% | 0
6 | 23 | 21 | 30 | 100 | 100 | 0 | 0 | 0 | 0 | 1.5 | 13.34% | 0
6 | 23 | 22 | 30 | 100 | 100 | 0 | 0 | 0 | 0 | 1.5 | 13.34% | 0
6 | 23 | 23 | 30 | 100 | 100 | 0 | 0 | 0 | 0 | 1.5 | 13.34% | 0
6 | 24 | 0 | 30 | 100 | 100 | 0 | 0 | 0 | 0 | 1.5 | 13.34% | 0
6 | 24 | 1 | 30 | 100 | 100 | 0 | 0 | 0 | 0 | 1.5 | 13.34% | 0
6 | 24 | 2 | 30 | 100 | 100 | 0 | 0 | 0 | 0 | 1.5 | 13.34% | 0
6 | 24 | 3 | 30 | 100 | 100 | 0 | 0 | 0 | 0 | 1.5 | 13.34% | 0
6 | 24 | 4 | 30 | 100 | 7.2611 | 0.001005 | 0 | -6.8034e-05 | -0.00034 | 1.5 | 13.34% | 92.7389
6 | 24 | 5 | 30 | 100 | 7.21 | 0.00726 | 0 | -0.00048824 | -0.00244 | 1.5 | 13.34% | 92.79
6 | 24 | 6 | 30 | 0 | 2.5627 | 0.024746 | 0 | -0.00061831 | -0.00309 | 1.5 | 13.34% | 2.5627
6 | 24 | 7 | 30 | 0 | 0.89433 | 0.070658 | 0 | -0.00062631 | -0.00313 | 1.5 | 13.34% | 0.89433
6 | 24 | 8 | 30 | 0 | 0.55174 | 0.11779 | 0 | -0.00064632 | -0.00323 | 1.5 | 13.34% | 0.55174
6 | 24 | 9 | 30 | 0 | 0.65221 | 0.15749 | 0 | -0.0010205 | -0.0051 | 1.5 | 13.34% | 0.65221
6 | 24 | 10 | 30 | 0 | 0.57367 | 0.18628 | 0 | -0.0010625 | -0.00531 | 1.5 | 13.34% | 0.57367
6 | 24 | 11 | 30 | 0 | 0.53792 | 0.20158 | 0 | -0.0010785 | -0.00539 | 1.5 | 13.34% | 0.53792
6 | 24 | 12 | 30 | 0 | 0.80964 | 0.18437 | 0 | -0.0014807 | -0.0074 | 1.5 | 13.34% | 0.80964
6 | 24 | 13 | 30 | 0 | 0.64026 | 0.17771 | 0 | -0.0011306 | -0.00565 | 1.5 | 13.34% | 0.64026
6 | 24 | 14 | 30 | 0 | 0.74418 | 0.14926 | 0 | -0.0011026 | -0.00551 | 1.5 | 13.34% | 0.74418
6 | 24 | 15 | 30 | 0 | 0.87283 | 0.11239 | 0 | -0.00097249 | -0.00486 | 1.5 | 13.34% | 0.87283
6 | 24 | 16 | 30 | 0 | 1.3334 | 0.068433 | 0 | -0.00090045 | -0.0045 | 1.5 | 13.34% | 1.3334
6 | 24 | 17 | 30 | 0 | 5.8253 | 0.025664 | 0 | -0.0014127 | -0.00706 | 1.5 | 13.34% | 5.8253
6 | 24 | 18 | 30 | 100 | 7.1921 | 0.00844 | 0 | -0.00056628 | -0.00283 | 1.5 | 13.34% | 92.8079
6 | 24 | 19 | 30 | 100 | 7.2611 | 0.001005 | 0 | -6.8034e-05 | -0.00034 | 1.5 | 13.34% | 92.7389
6 | 24 | 20 | 30 | 100 | 100 | 0 | 0 | 0 | 0 | 1.5 | 13.34% | 0
6 | 24 | 21 | 30 | 100 | 100 | 0 | 0 | 0 | 0 | 1.5 | 13.34% | 0
6 | 24 | 22 | 30 | 100 | 100 | 0 | 0 | 0 | 0 | 1.5 | 13.34% | 0
6 | 24 | 23 | 30 | 100 | 100 | 0 | 0 | 0 | 0 | 1.5 | 13.34% | 0
6 | 25 | 0 | 30 | 100 | 100 | 0 | 0 | 0 | 0 | 1.5 | 13.34% | 0
6 | 25 | 1 | 30 | 100 | 100 | 0 | 0 | 0 | 0 | 1.5 | 13.34% | 0
6 | 25 | 2 | 30 | 100 | 100 | 0 | 0 | 0 | 0 | 1.5 | 13.34% | 0
6 | 25 | 3 | 30 | 100 | 100 | 0 | 0 | 0 | 0 | 1.5 | 13.34% | 0
6 | 25 | 4 | 30 | 100 | 7.1741 | 0.000837 | 0 | -5.6028e-05 | -0.00028 | 1.5 | 13.34% | 92.8259
6 | 25 | 5 | 30 | 100 | 7.1898 | 0.008711 | 0 | -0.00058429 | -0.00292 | 1.5 | 13.34% | 92.8102
6 | 25 | 6 | 30 | 0 | 5.4592 | 0.025396 | 0 | -0.0013147 | -0.00657 | 1.5 | 13.34% | 5.4592
6 | 25 | 7 | 30 | 0 | 2.177 | 0.061984 | 0 | -0.0013207 | -0.0066 | 1.5 | 13.34% | 2.177
6 | 25 | 8 | 30 | 0 | 1.5411 | 0.10086 | 0 | -0.0015308 | -0.00765 | 1.5 | 13.34% | 1.5411
6 | 25 | 9 | 30 | 0 | 2.9324 | 0.10606 | 0 | -0.0030215 | -0.0151 | 1.5 | 13.34% | 2.9324
6 | 25 | 10 | 30 | 0 | 0.73042 | 0.17385 | 0 | -0.0012606 | -0.0063 | 1.5 | 13.34% | 0.73042
6 | 25 | 11 | 30 | 0 | 0.82267 | 0.18368 | 0 | -0.0014987 | -0.00749 | 1.5 | 13.34% | 0.82267
6 | 25 | 12 | 30 | 0 | 0.88031 | 0.18184 | 0 | -0.0015868 | -0.00793 | 1.5 | 13.34% | 0.88031
6 | 25 | 13 | 30 | 0 | 0.73956 | 0.17417 | 0 | -0.0012786 | -0.00639 | 1.5 | 13.34% | 0.73956
6 | 25 | 14 | 30 | 0 | 0.68863 | 0.15097 | 0 | -0.0010325 | -0.00516 | 1.5 | 13.34% | 0.68863
6 | 25 | 15 | 30 | 0 | 0.56249 | 0.11877 | 0 | -0.00066433 | -0.00332 | 1.5 | 13.34% | 0.56249
6 | 25 | 16 | 30 | 0 | 0.91427 | 0.071781 | 0 | -0.00065032 | -0.00325 | 1.5 | 13.34% | 0.91427
6 | 25 | 17 | 30 | 0 | 2.6156 | 0.026063 | 0 | -0.00066433 | -0.00332 | 1.5 | 13.34% | 2.6156
6 | 25 | 18 | 30 | 100 | 7.1967 | 0.007809 | 0 | -0.00052426 | -0.00262 | 1.5 | 13.34% | 92.8033
6 | 25 | 19 | 30 | 100 | 7.2611 | 0.001005 | 0 | -6.8034e-05 | -0.00034 | 1.5 | 13.34% | 92.7389
6 | 25 | 20 | 30 | 100 | 100 | 0 | 0 | 0 | 0 | 1.5 | 13.34% | 0
6 | 25 | 21 | 30 | 100 | 100 | 0 | 0 | 0 | 0 | 1.5 | 13.34% | 0
6 | 25 | 22 | 30 | 100 | 100 | 0 | 0 | 0 | 0 | 1.5 | 13.34% | 0
6 | 25 | 23 | 30 | 100 | 100 | 0 | 0 | 0 | 0 | 1.5 | 13.34% | 0
6 | 26 | 0 | 30 | 100 | 100 | 0 | 0 | 0 | 0 | 1.5 | 13.34% | 0
6 | 26 | 1 | 30 | 100 | 100 | 0 | 0 | 0 | 0 | 1.5 | 13.34% | 0
6 | 26 | 2 | 30 | 100 | 100 | 0 | 0 | 0 | 0 | 1.5 | 13.34% | 0
6 | 26 | 3 | 30 | 100 | 100 | 0 | 0 | 0 | 0 | 1.5 | 13.34% | 0
6 | 26 | 4 | 30 | 100 | 7.0325 | 0.00067 | 0 | -4.4022e-05 | -0.00022 | 1.5 | 13.34% | 92.9675
6 | 26 | 5 | 30 | 100 | 7.1904 | 0.008233 | 0 | -0.00055228 | -0.00276 | 1.5 | 13.34% | 92.8096
6 | 26 | 6 | 30 | 0 | 4.7856 | 0.025456 | 0 | -0.0011626 | -0.00581 | 1.5 | 13.34% | 4.7856
6 | 26 | 7 | 30 | 0 | 1.0468 | 0.069148 | 0 | -0.00071636 | -0.00358 | 1.5 | 13.34% | 1.0468
6 | 26 | 8 | 30 | 0 | 0.61953 | 0.11602 | 0 | -0.00071436 | -0.00357 | 1.5 | 13.34% | 0.61953
6 | 26 | 9 | 30 | 0 | 0.64855 | 0.1562 | 0 | -0.0010065 | -0.00503 | 1.5 | 13.34% | 0.64855
6 | 26 | 10 | 30 | 0 | 0.57266 | 0.18555 | 0 | -0.0010565 | -0.00528 | 1.5 | 13.34% | 0.57266
6 | 26 | 11 | 30 | 0 | 0.53733 | 0.20105 | 0 | -0.0010745 | -0.00537 | 1.5 | 13.34% | 0.53733
6 | 26 | 12 | 30 | 0 | 0.53661 | 0.20132 | 0 | -0.0010745 | -0.00537 | 1.5 | 13.34% | 0.53661
6 | 26 | 13 | 30 | 0 | 0.57063 | 0.18656 | 0 | -0.0010585 | -0.00529 | 1.5 | 13.34% | 0.57063
6 | 26 | 14 | 30 | 0 | 0.64487 | 0.15771 | 0 | -0.0010105 | -0.00505 | 1.5 | 13.34% | 0.64487
6 | 26 | 15 | 30 | 0 | 0.60403 | 0.11798 | 0 | -0.00070835 | -0.00354 | 1.5 | 13.34% | 0.60403
6 | 26 | 16 | 30 | 0 | 1.0024 | 0.071175 | 0 | -0.00070635 | -0.00353 | 1.5 | 13.34% | 1.0024
6 | 26 | 17 | 30 | 0 | 2.8584 | 0.026282 | 0 | -0.00073036 | -0.00365 | 1.5 | 13.34% | 2.8584
6 | 26 | 18 | 30 | 100 | 7.2037 | 0.008338 | 0 | -0.00056028 | -0.0028 | 1.5 | 13.34% | 92.7963
6 | 26 | 19 | 30 | 100 | 7.1741 | 0.000837 | 0 | -5.6028e-05 | -0.00028 | 1.5 | 13.34% | 92.8259
6 | 26 | 20 | 30 | 100 | 100 | 0 | 0 | 0 | 0 | 1.5 | 13.34% | 0
6 | 26 | 21 | 30 | 100 | 100 | 0 | 0 | 0 | 0 | 1.5 | 13.34% | 0
6 | 26 | 22 | 30 | 100 | 100 | 0 | 0 | 0 | 0 | 1.5 | 13.34% | 0
6 | 26 | 23 | 30 | 100 | 100 | 0 | 0 | 0 | 0 | 1.5 | 13.34% | 0
6 | 27 | 0 | 30 | 100 | 100 | 0 | 0 | 0 | 0 | 1.5 | 13.34% | 0
6 | 27 | 1 | 30 | 100 | 100 | 0 | 0 | 0 | 0 | 1.5 | 13.34% | 0
6 | 27 | 2 | 30 | 100 | 100 | 0 | 0 | 0 | 0 | 1.5 | 13.34% | 0
6 | 27 | 3 | 30 | 100 | 100 | 0 | 0 | 0 | 0 | 1.5 | 13.34% | 0
6 | 27 | 4 | 30 | 100 | 7.2689 | 0.000502 | 0 | -3.4017e-05 | -0.00017 | 1.5 | 13.34% | 92.7311
6 | 27 | 5 | 30 | 100 | 7.2113 | 0.009014 | 0 | -0.0006063 | -0.00303 | 1.5 | 13.34% | 92.7887
6 | 27 | 6 | 30 | 0 | 4.6234 | 0.025312 | 0 | -0.0011186 | -0.00559 | 1.5 | 13.34% | 4.6234
6 | 27 | 7 | 30 | 0 | 1.3505 | 0.066826 | 0 | -0.00089045 | -0.00445 | 1.5 | 13.34% | 1.3505
6 | 27 | 8 | 30 | 0 | 0.79701 | 0.11236 | 0 | -0.00088844 | -0.00444 | 1.5 | 13.34% | 0.79701
6 | 27 | 9 | 30 | 0 | 0.70159 | 0.14935 | 0 | -0.0010405 | -0.0052 | 1.5 | 13.34% | 0.70159
6 | 27 | 10 | 30 | 0 | 0.51399 | 0.18196 | 0 | -0.00093046 | -0.00465 | 1.5 | 13.34% | 0.51399
6 | 27 | 11 | 30 | 0 | 0.67234 | 0.18936 | 0 | -0.0012646 | -0.00632 | 1.5 | 13.34% | 0.67234
6 | 27 | 12 | 30 | 0 | 0.8397 | 0.18335 | 0 | -0.0015268 | -0.00763 | 1.5 | 13.34% | 0.8397
6 | 27 | 13 | 30 | 0 | 0.91597 | 0.16843 | 0 | -0.0015288 | -0.00764 | 1.5 | 13.34% | 0.91597
6 | 27 | 14 | 30 | 0 | 0.85245 | 0.14654 | 0 | -0.0012386 | -0.00619 | 1.5 | 13.34% | 0.85245
6 | 27 | 15 | 30 | 0 | 1.6366 | 0.10078 | 0 | -0.0016228 | -0.00811 | 1.5 | 13.34% | 1.6366
6 | 27 | 16 | 30 | 0 | 1.4919 | 0.067653 | 0 | -0.0009945 | -0.00497 | 1.5 | 13.34% | 1.4919
6 | 27 | 17 | 30 | 0 | 4.5208 | 0.02674 | 0 | -0.0011566 | -0.00578 | 1.5 | 13.34% | 4.5208
6 | 27 | 18 | 30 | 100 | 7.2111 | 0.009877 | 0 | -0.00066433 | -0.00332 | 1.5 | 13.34% | 92.7889
6 | 27 | 19 | 30 | 100 | 7.0325 | 0.00067 | 0 | -4.4022e-05 | -0.00022 | 1.5 | 13.34% | 92.9675
6 | 27 | 20 | 30 | 100 | 100 | 0 | 0 | 0 | 0 | 1.5 | 13.34% | 0
6 | 27 | 21 | 30 | 100 | 100 | 0 | 0 | 0 | 0 | 1.5 | 13.34% | 0
6 | 27 | 22 | 30 | 100 | 100 | 0 | 0 | 0 | 0 | 1.5 | 13.34% | 0
6 | 27 | 23 | 30 | 100 | 100 | 0 | 0 | 0 | 0 | 1.5 | 13.34% | 0
6 | 28 | 0 | 30 | 100 | 100 | 0 | 0 | 0 | 0 | 1.5 | 13.34% | 0
6 | 28 | 1 | 30 | 100 | 100 | 0 | 0 | 0 | 0 | 1.5 | 13.34% | 0
6 | 28 | 2 | 30 | 100 | 100 | 0 | 0 | 0 | 0 | 1.5 | 13.34% | 0
6 | 28 | 3 | 30 | 100 | 100 | 0 | 0 | 0 | 0 | 1.5 | 13.34% | 0
6 | 28 | 4 | 30 | 100 | 7.1741 | 0.000837 | 0 | -5.6028e-05 | -0.00028 | 1.5 | 13.34% | 92.8259
6 | 28 | 5 | 30 | 100 | 7.1903 | 0.007547 | 0 | -0.00050625 | -0.00253 | 1.5 | 13.34% | 92.8097
6 | 28 | 6 | 30 | 0 | 2.7747 | 0.024236 | 0 | -0.00065433 | -0.00327 | 1.5 | 13.34% | 2.7747
6 | 28 | 7 | 30 | 0 | 1.3508 | 0.066661 | 0 | -0.00088844 | -0.00444 | 1.5 | 13.34% | 1.3508
6 | 28 | 8 | 30 | 0 | 0.88508 | 0.11062 | 0 | -0.00097048 | -0.00485 | 1.5 | 13.34% | 0.88508
6 | 28 | 9 | 30 | 0 | 0.7037 | 0.14919 | 0 | -0.0010425 | -0.00521 | 1.5 | 13.34% | 0.7037
6 | 28 | 10 | 30 | 0 | 1.6459 | 0.1478 | 0 | -0.0023932 | -0.01196 | 1.5 | 13.34% | 1.6459
6 | 28 | 11 | 30 | 0 | 0.71774 | 0.18757 | 0 | -0.0013367 | -0.00668 | 1.5 | 13.34% | 0.71774
6 | 28 | 12 | 30 | 0 | 0.53145 | 0.1991 | 0 | -0.0010525 | -0.00526 | 1.5 | 13.34% | 0.53145
6 | 28 | 13 | 30 | 0 | 0.67094 | 0.17684 | 0 | -0.0011786 | -0.00589 | 1.5 | 13.34% | 0.67094
6 | 28 | 14 | 30 | 0 | 0.57754 | 0.15472 | 0 | -0.00088844 | -0.00444 | 1.5 | 13.34% | 0.57754
6 | 28 | 15 | 30 | 0 | 3.5573 | 0.07864 | 0 | -0.0027013 | -0.0135 | 1.5 | 13.34% | 3.5573
6 | 28 | 16 | 30 | 0 | 2.851 | 0.05941 | 0 | -0.0016468 | -0.00823 | 1.5 | 13.34% | 2.851
6 | 28 | 17 | 30 | 0 | 6.4914 | 0.024193 | 0 | -0.0014747 | -0.00737 | 1.5 | 13.34% | 6.4914
6 | 28 | 18 | 30 | 100 | 7.2024 | 0.00962 | 0 | -0.00064632 | -0.00323 | 1.5 | 13.34% | 92.7976
6 | 28 | 19 | 30 | 100 | 7.2611 | 0.001005 | 0 | -6.8034e-05 | -0.00034 | 1.5 | 13.34% | 92.7389
6 | 28 | 20 | 30 | 100 | 100 | 0 | 0 | 0 | 0 | 1.5 | 13.34% | 0
6 | 28 | 21 | 30 | 100 | 100 | 0 | 0 | 0 | 0 | 1.5 | 13.34% | 0
6 | 28 | 22 | 30 | 100 | 100 | 0 | 0 | 0 | 0 | 1.5 | 13.34% | 0
6 | 28 | 23 | 30 | 100 | 100 | 0 | 0 | 0 | 0 | 1.5 | 13.34% | 0
6 | 29 | 0 | 30 | 100 | 100 | 0 | 0 | 0 | 0 | 1.5 | 13.34% | 0
6 | 29 | 1 | 30 | 100 | 100 | 0 | 0 | 0 | 0 | 1.5 | 13.34% | 0
6 | 29 | 2 | 30 | 100 | 100 | 0 | 0 | 0 | 0 | 1.5 | 13.34% | 0
6 | 29 | 3 | 30 | 100 | 100 | 0 | 0 | 0 | 0 | 1.5 | 13.34% | 0
6 | 29 | 4 | 30 | 100 | 7.0325 | 0.00067 | 0 | -4.4022e-05 | -0.00022 | 1.5 | 13.34% | 92.9675
6 | 29 | 5 | 30 | 100 | 7.2165 | 0.008235 | 0 | -0.00055428 | -0.00277 | 1.5 | 13.34% | 92.7835
6 | 29 | 6 | 30 | 0 | 4.1786 | 0.024894 | 0 | -0.0009985 | -0.00499 | 1.5 | 13.34% | 4.1786
6 | 29 | 7 | 30 | 0 | 3.2239 | 0.05574 | 0 | -0.0017409 | -0.0087 | 1.5 | 13.34% | 3.2239
6 | 29 | 8 | 30 | 0 | 0.73682 | 0.11326 | 0 | -0.00082841 | -0.00414 | 1.5 | 13.34% | 0.73682
6 | 29 | 9 | 30 | 0 | 7.1005 | 0.028673 | 0 | -0.0019009 | -0.0095 | 1.5 | 13.34% | 7.1005
6 | 29 | 10 | 30 | 0 | 2.4302 | 0.13098 | 0 | -0.0031076 | -0.01553 | 1.5 | 13.34% | 2.4302
6 | 29 | 11 | 30 | 0 | 0.86582 | 0.18206 | 0 | -0.0015628 | -0.00781 | 1.5 | 13.34% | 0.86582
6 | 29 | 12 | 30 | 0 | 0.71851 | 0.18793 | 0 | -0.0013407 | -0.0067 | 1.5 | 13.34% | 0.71851
6 | 29 | 13 | 30 | 0 | 0.93704 | 0.16791 | 0 | -0.0015588 | -0.00779 | 1.5 | 13.34% | 0.93704
6 | 29 | 14 | 30 | 0 | 1.2473 | 0.13709 | 0 | -0.0016888 | -0.00844 | 1.5 | 13.34% | 1.2473
6 | 29 | 15 | 30 | 0 | 5.866 | 0.057058 | 0 | -0.0031616 | -0.0158 | 1.5 | 13.34% | 5.866
6 | 29 | 16 | 30 | 0 | 6.9073 | 0.029081 | 0 | -0.0018789 | -0.00939 | 1.5 | 13.34% | 6.9073
6 | 29 | 17 | 30 | 0 | 4.5723 | 0.026864 | 0 | -0.0011746 | -0.00587 | 1.5 | 13.34% | 4.5723
6 | 29 | 18 | 30 | 100 | 7.2097 | 0.006814 | 0 | -0.00045823 | -0.00229 | 1.5 | 13.34% | 92.7903
6 | 29 | 19 | 30 | 100 | 7.2611 | 0.001005 | 0 | -6.8034e-05 | -0.00034 | 1.5 | 13.34% | 92.7389
6 | 29 | 20 | 30 | 100 | 100 | 0 | 0 | 0 | 0 | 1.5 | 13.34% | 0
6 | 29 | 21 | 30 | 100 | 100 | 0 | 0 | 0 | 0 | 1.5 | 13.34% | 0
6 | 29 | 22 | 30 | 100 | 100 | 0 | 0 | 0 | 0 | 1.5 | 13.34% | 0
6 | 29 | 23 | 30 | 100 | 100 | 0 | 0 | 0 | 0 | 1.5 | 13.34% | 0
6 | 30 | 0 | 30 | 100 | 100 | 0 | 0 | 0 | 0 | 1.5 | 13.34% | 0
6 | 30 | 1 | 30 | 100 | 100 | 0 | 0 | 0 | 0 | 1.5 | 13.34% | 0
6 | 30 | 2 | 30 | 100 | 100 | 0 | 0 | 0 | 0 | 1.5 | 13.34% | 0
6 | 30 | 3 | 30 | 100 | 100 | 0 | 0 | 0 | 0 | 1.5 | 13.34% | 0
6 | 30 | 4 | 30 | 100 | 7.0325 | 0.00067 | 0 | -4.4022e-05 | -0.00022 | 1.5 | 13.34% | 92.9675
6 | 30 | 5 | 30 | 100 | 7.2164 | 0.007581 | 0 | -0.00051026 | -0.00255 | 1.5 | 13.34% | 92.7836
6 | 30 | 6 | 30 | 0 | 2.877 | 0.02397 | 0 | -0.00067033 | -0.00335 | 1.5 | 13.34% | 2.877
6 | 30 | 7 | 30 | 0 | 0.98023 | 0.069056 | 0 | -0.00067033 | -0.00335 | 1.5 | 13.34% | 0.98023
6 | 30 | 8 | 30 | 0 | 0.58346 | 0.11625 | 0 | -0.00067434 | -0.00337 | 1.5 | 13.34% | 0.58346
6 | 30 | 9 | 30 | 0 | 0.7655 | 0.14724 | 0 | -0.0011186 | -0.00559 | 1.5 | 13.34% | 0.7655
6 | 30 | 10 | 30 | 0 | 3.5804 | 0.11074 | 0 | -0.0038279 | -0.01913 | 1.5 | 13.34% | 3.5804
6 | 30 | 11 | 30 | 0 | 0.5299 | 0.19778 | 0 | -0.0010425 | -0.00521 | 1.5 | 13.34% | 0.5299
6 | 30 | 12 | 30 | 0 | 1.1799 | 0.1721 | 0 | -0.002007 | -0.01003 | 1.5 | 13.34% | 1.1799
6 | 30 | 13 | 30 | 0 | 0.88562 | 0.16959 | 0 | -0.0014887 | -0.00744 | 1.5 | 13.34% | 0.88562
6 | 30 | 14 | 30 | 0 | 2.279 | 0.11728 | 0 | -0.0026133 | -0.01306 | 1.5 | 13.34% | 2.279
6 | 30 | 15 | 30 | 0 | 1.1381 | 0.10847 | 0 | -0.0012206 | -0.0061 | 1.5 | 13.34% | 1.1381
6 | 30 | 16 | 30 | 0 | 2.1465 | 0.063703 | 0 | -0.0013387 | -0.00669 | 1.5 | 13.34% | 2.1465
6 | 30 | 17 | 30 | 0 | 4.8033 | 0.026851 | 0 | -0.0012306 | -0.00615 | 1.5 | 13.34% | 4.8033
6 | 30 | 18 | 30 | 100 | 7.2026 | 0.009173 | 0 | -0.00061631 | -0.00308 | 1.5 | 13.34% | 92.7974
6 | 30 | 19 | 30 | 100 | 7.2611 | 0.001005 | 0 | -6.8034e-05 | -0.00034 | 1.5 | 13.34% | 92.7389
6 | 30 | 20 | 30 | 100 | 100 | 0 | 0 | 0 | 0 | 1.5 | 13.34% | 0
6 | 30 | 21 | 30 | 100 | 100 | 0 | 0 | 0 | 0 | 1.5 | 13.34% | 0
6 | 30 | 22 | 30 | 100 | 100 | 0 | 0 | 0 | 0 | 1.5 | 13.34% | 0
6 | 30 | 23 | 30 | 100 | 100 | 0 | 0 | 0 | 0 | 1.5 | 13.34% | 0
7 | 1 | 0 | 30 | 100 | 100 | 0 | 0 | 0 | 0 | 1.5 | 13.34% | 0
7 | 1 | 1 | 30 | 100 | 100 | 0 | 0 | 0 | 0 | 1.5 | 13.34% | 0
7 | 1 | 2 | 30 | 100 | 100 | 0 | 0 | 0 | 0 | 1.5 | 13.34% | 0
7 | 1 | 3 | 30 | 100 | 100 | 0 | 0 | 0 | 0 | 1.5 | 13.34% | 0
7 | 1 | 4 | 30 | 100 | 7.2689 | 0.000502 | 0 | -3.4017e-05 | -0.00017 | 1.5 | 13.34% | 92.7311
7 | 1 | 5 | 30 | 100 | 7.2007 | 0.008222 | 0 | -0.00055228 | -0.00276 | 1.5 | 13.34% | 92.7993
7 | 1 | 6 | 30 | 0 | 3.3691 | 0.024128 | 0 | -0.00078639 | -0.00393 | 1.5 | 13.34% | 3.3691
7 | 1 | 7 | 30 | 0 | 1.1769 | 0.067433 | 0 | -0.00078439 | -0.00392 | 1.5 | 13.34% | 1.1769
7 | 1 | 8 | 30 | 0 | 0.68381 | 0.11402 | 0 | -0.00077439 | -0.00387 | 1.5 | 13.34% | 0.68381
7 | 1 | 9 | 30 | 0 | 0.52193 | 0.15454 | 0 | -0.0008024 | -0.00401 | 1.5 | 13.34% | 0.52193
7 | 1 | 10 | 30 | 0 | 0.56798 | 0.18353 | 0 | -0.0010365 | -0.00518 | 1.5 | 13.34% | 0.56798
7 | 1 | 11 | 30 | 0 | 0.53305 | 0.19926 | 0 | -0.0010565 | -0.00528 | 1.5 | 13.34% | 0.53305
7 | 1 | 12 | 30 | 0 | 0.53163 | 0.19979 | 0 | -0.0010565 | -0.00528 | 1.5 | 13.34% | 0.53163
7 | 1 | 13 | 30 | 0 | 0.56419 | 0.18511 | 0 | -0.0010385 | -0.00519 | 1.5 | 13.34% | 0.56419
7 | 1 | 14 | 30 | 0 | 0.5146 | 0.15712 | 0 | -0.0008044 | -0.00402 | 1.5 | 13.34% | 0.5146
7 | 1 | 15 | 30 | 0 | 1.0736 | 0.10964 | 0 | -0.0011646 | -0.00582 | 1.5 | 13.34% | 1.0736
7 | 1 | 16 | 30 | 0 | 1.6983 | 0.066624 | 0 | -0.0011126 | -0.00556 | 1.5 | 13.34% | 1.6983
7 | 1 | 17 | 30 | 0 | 6.3145 | 0.024762 | 0 | -0.0014707 | -0.00735 | 1.5 | 13.34% | 6.3145
7 | 1 | 18 | 30 | 100 | 7.2103 | 0.009759 | 0 | -0.00065633 | -0.00328 | 1.5 | 13.34% | 92.7897
7 | 1 | 19 | 30 | 100 | 7.0325 | 0.00067 | 0 | -4.4022e-05 | -0.00022 | 1.5 | 13.34% | 92.9675
7 | 1 | 20 | 30 | 100 | 100 | 0 | 0 | 0 | 0 | 1.5 | 13.34% | 0
7 | 1 | 21 | 30 | 100 | 100 | 0 | 0 | 0 | 0 | 1.5 | 13.34% | 0
7 | 1 | 22 | 30 | 100 | 100 | 0 | 0 | 0 | 0 | 1.5 | 13.34% | 0
7 | 1 | 23 | 30 | 100 | 100 | 0 | 0 | 0 | 0 | 1.5 | 13.34% | 0
7 | 2 | 0 | 30 | 100 | 100 | 0 | 0 | 0 | 0 | 1.5 | 13.34% | 0
7 | 2 | 1 | 30 | 100 | 100 | 0 | 0 | 0 | 0 | 1.5 | 13.34% | 0
7 | 2 | 2 | 30 | 100 | 100 | 0 | 0 | 0 | 0 | 1.5 | 13.34% | 0
7 | 2 | 3 | 30 | 100 | 100 | 0 | 0 | 0 | 0 | 1.5 | 13.34% | 0
7 | 2 | 4 | 30 | 100 | 7.0325 | 0.00067 | 0 | -4.4022e-05 | -0.00022 | 1.5 | 13.34% | 92.9675
7 | 2 | 5 | 30 | 100 | 7.1996 | 0.007389 | 0 | -0.00049625 | -0.00248 | 1.5 | 13.34% | 92.8004
7 | 2 | 6 | 30 | 0 | 2.8907 | 0.023646 | 0 | -0.00066433 | -0.00332 | 1.5 | 13.34% | 2.8907
7 | 2 | 7 | 30 | 0 | 1.0526 | 0.068193 | 0 | -0.00071035 | -0.00355 | 1.5 | 13.34% | 1.0526
7 | 2 | 8 | 30 | 0 | 1.5237 | 0.10026 | 0 | -0.0015048 | -0.00752 | 1.5 | 13.34% | 1.5237
7 | 2 | 9 | 30 | 0 | 1.3972 | 0.132 | 0 | -0.0018189 | -0.00909 | 1.5 | 13.34% | 1.3972
7 | 2 | 10 | 30 | 0 | 0.77545 | 0.17189 | 0 | -0.0013227 | -0.00661 | 1.5 | 13.34% | 0.77545
7 | 2 | 11 | 30 | 0 | 0.66506 | 0.1896 | 0 | -0.0012526 | -0.00626 | 1.5 | 13.34% | 0.66506
7 | 2 | 12 | 30 | 0 | 1.3494 | 0.16712 | 0 | -0.0022251 | -0.01112 | 1.5 | 13.34% | 1.3494
7 | 2 | 13 | 30 | 0 | 0.72223 | 0.17525 | 0 | -0.0012566 | -0.00628 | 1.5 | 13.34% | 0.72223
7 | 2 | 14 | 30 | 0 | 0.60728 | 0.15415 | 0 | -0.00093046 | -0.00465 | 1.5 | 13.34% | 0.60728
7 | 2 | 15 | 30 | 0 | 0.86063 | 0.1135 | 0 | -0.00096848 | -0.00484 | 1.5 | 13.34% | 0.86063
7 | 2 | 16 | 30 | 0 | 2.9468 | 0.05907 | 0 | -0.0016908 | -0.00845 | 1.5 | 13.34% | 2.9468
7 | 2 | 17 | 30 | 0 | 2.9259 | 0.026889 | 0 | -0.00076438 | -0.00382 | 1.5 | 13.34% | 2.9259
7 | 2 | 18 | 30 | 100 | 7.1937 | 0.008796 | 0 | -0.0005903 | -0.00295 | 1.5 | 13.34% | 92.8063
7 | 2 | 19 | 30 | 100 | 7.1741 | 0.000837 | 0 | -5.6028e-05 | -0.00028 | 1.5 | 13.34% | 92.8259
7 | 2 | 20 | 30 | 100 | 100 | 0 | 0 | 0 | 0 | 1.5 | 13.34% | 0
7 | 2 | 21 | 30 | 100 | 100 | 0 | 0 | 0 | 0 | 1.5 | 13.34% | 0
7 | 2 | 22 | 30 | 100 | 100 | 0 | 0 | 0 | 0 | 1.5 | 13.34% | 0
7 | 2 | 23 | 30 | 100 | 100 | 0 | 0 | 0 | 0 | 1.5 | 13.34% | 0
7 | 3 | 0 | 30 | 100 | 100 | 0 | 0 | 0 | 0 | 1.5 | 13.34% | 0
7 | 3 | 1 | 30 | 100 | 100 | 0 | 0 | 0 | 0 | 1.5 | 13.34% | 0
7 | 3 | 2 | 30 | 100 | 100 | 0 | 0 | 0 | 0 | 1.5 | 13.34% | 0
7 | 3 | 3 | 30 | 100 | 100 | 0 | 0 | 0 | 0 | 1.5 | 13.34% | 0
7 | 3 | 4 | 30 | 100 | 7.0325 | 0.00067 | 0 | -4.4022e-05 | -0.00022 | 1.5 | 13.34% | 92.9675
7 | 3 | 5 | 30 | 100 | 7.1887 | 0.006922 | 0 | -0.00046423 | -0.00232 | 1.5 | 13.34% | 92.8113
7 | 3 | 6 | 30 | 0 | 2.744 | 0.023376 | 0 | -0.00062431 | -0.00312 | 1.5 | 13.34% | 2.744
7 | 3 | 7 | 30 | 0 | 0.96109 | 0.068736 | 0 | -0.00065433 | -0.00327 | 1.5 | 13.34% | 0.96109
7 | 3 | 8 | 30 | 0 | 0.59944 | 0.11552 | 0 | -0.00068834 | -0.00344 | 1.5 | 13.34% | 0.59944
7 | 3 | 9 | 30 | 0 | 0.48149 | 0.15576 | 0 | -0.00074637 | -0.00373 | 1.5 | 13.34% | 0.48149
7 | 3 | 10 | 30 | 0 | 0.79105 | 0.17133 | 0 | -0.0013447 | -0.00672 | 1.5 | 13.34% | 0.79105
7 | 3 | 11 | 30 | 0 | 0.61185 | 0.19183 | 0 | -0.0011666 | -0.00583 | 1.5 | 13.34% | 0.61185
7 | 3 | 12 | 30 | 0 | 0.564 | 0.19445 | 0 | -0.0010905 | -0.00545 | 1.5 | 13.34% | 0.564
7 | 3 | 13 | 30 | 0 | 0.85282 | 0.17085 | 0 | -0.0014447 | -0.00722 | 1.5 | 13.34% | 0.85282
7 | 3 | 14 | 30 | 0 | 0.78057 | 0.14907 | 0 | -0.0011546 | -0.00577 | 1.5 | 13.34% | 0.78057
7 | 3 | 15 | 30 | 0 | 2.4291 | 0.091127 | 0 | -0.0021611 | -0.0108 | 1.5 | 13.34% | 2.4291
7 | 3 | 16 | 30 | 0 | 2.8145 | 0.059867 | 0 | -0.0016388 | -0.00819 | 1.5 | 13.34% | 2.8145
7 | 3 | 17 | 30 | 0 | 6.7038 | 0.023346 | 0 | -0.0014667 | -0.00733 | 1.5 | 13.34% | 6.7038
7 | 3 | 18 | 30 | 100 | 7.2141 | 0.009665 | 0 | -0.00065032 | -0.00325 | 1.5 | 13.34% | 92.7859
7 | 3 | 19 | 30 | 100 | 7.1741 | 0.000837 | 0 | -5.6028e-05 | -0.00028 | 1.5 | 13.34% | 92.8259
7 | 3 | 20 | 30 | 100 | 100 | 0 | 0 | 0 | 0 | 1.5 | 13.34% | 0
7 | 3 | 21 | 30 | 100 | 100 | 0 | 0 | 0 | 0 | 1.5 | 13.34% | 0
7 | 3 | 22 | 30 | 100 | 100 | 0 | 0 | 0 | 0 | 1.5 | 13.34% | 0
7 | 3 | 23 | 30 | 100 | 100 | 0 | 0 | 0 | 0 | 1.5 | 13.34% | 0
7 | 4 | 0 | 30 | 100 | 100 | 0 | 0 | 0 | 0 | 1.5 | 13.34% | 0
7 | 4 | 1 | 30 | 100 | 100 | 0 | 0 | 0 | 0 | 1.5 | 13.34% | 0
7 | 4 | 2 | 30 | 100 | 100 | 0 | 0 | 0 | 0 | 1.5 | 13.34% | 0
7 | 4 | 3 | 30 | 100 | 100 | 0 | 0 | 0 | 0 | 1.5 | 13.34% | 0
7 | 4 | 4 | 30 | 100 | 7.0325 | 0.000335 | 0 | -2.2011e-05 | -0.00011 | 1.5 | 13.34% | 92.9675
7 | 4 | 5 | 30 | 100 | 7.2058 | 0.008038 | 0 | -0.00054027 | -0.0027 | 1.5 | 13.34% | 92.7942
7 | 4 | 6 | 30 | 0 | 3.4262 | 0.023678 | 0 | -0.00078439 | -0.00392 | 1.5 | 13.34% | 3.4262
7 | 4 | 7 | 30 | 0 | 1.1894 | 0.066904 | 0 | -0.00078639 | -0.00393 | 1.5 | 13.34% | 1.1894
7 | 4 | 8 | 30 | 0 | 0.69233 | 0.1135 | 0 | -0.00078039 | -0.0039 | 1.5 | 13.34% | 0.69233
7 | 4 | 9 | 30 | 0 | 0.52429 | 0.15423 | 0 | -0.0008044 | -0.00402 | 1.5 | 13.34% | 0.52429
7 | 4 | 10 | 30 | 0 | 0.56819 | 0.18346 | 0 | -0.0010365 | -0.00518 | 1.5 | 13.34% | 0.56819
7 | 4 | 11 | 30 | 0 | 1.3837 | 0.16567 | 0 | -0.0022611 | -0.0113 | 1.5 | 13.34% | 1.3837
7 | 4 | 12 | 30 | 0 | 0.67747 | 0.18972 | 0 | -0.0012766 | -0.00638 | 1.5 | 13.34% | 0.67747
7 | 4 | 13 | 30 | 0 | 0.564 | 0.18553 | 0 | -0.0010405 | -0.0052 | 1.5 | 13.34% | 0.564
7 | 4 | 14 | 30 | 0 | 0.90119 | 0.14585 | 0 | -0.0013027 | -0.00651 | 1.5 | 13.34% | 0.90119
7 | 4 | 15 | 30 | 0 | 0.88428 | 0.11323 | 0 | -0.0009925 | -0.00496 | 1.5 | 13.34% | 0.88428
7 | 4 | 16 | 30 | 0 | 1.2834 | 0.069801 | 0 | -0.00088444 | -0.00442 | 1.5 | 13.34% | 1.2834
7 | 4 | 17 | 30 | 0 | 3.5805 | 0.027149 | 0 | -0.00093847 | -0.00469 | 1.5 | 13.34% | 3.5805
7 | 4 | 18 | 30 | 100 | 7.2073 | 0.009733 | 0 | -0.00065433 | -0.00327 | 1.5 | 13.34% | 92.7927
7 | 4 | 19 | 30 | 100 | 7.1741 | 0.000837 | 0 | -5.6028e-05 | -0.00028 | 1.5 | 13.34% | 92.8259
7 | 4 | 20 | 30 | 100 | 100 | 0 | 0 | 0 | 0 | 1.5 | 13.34% | 0
7 | 4 | 21 | 30 | 100 | 100 | 0 | 0 | 0 | 0 | 1.5 | 13.34% | 0
7 | 4 | 22 | 30 | 100 | 100 | 0 | 0 | 0 | 0 | 1.5 | 13.34% | 0
7 | 4 | 23 | 30 | 100 | 100 | 0 | 0 | 0 | 0 | 1.5 | 13.34% | 0
7 | 5 | 0 | 30 | 100 | 100 | 0 | 0 | 0 | 0 | 1.5 | 13.34% | 0
7 | 5 | 1 | 30 | 100 | 100 | 0 | 0 | 0 | 0 | 1.5 | 13.34% | 0
7 | 5 | 2 | 30 | 100 | 100 | 0 | 0 | 0 | 0 | 1.5 | 13.34% | 0
7 | 5 | 3 | 30 | 100 | 100 | 0 | 0 | 0 | 0 | 1.5 | 13.34% | 0
7 | 5 | 4 | 30 | 100 | 7.2689 | 0.000502 | 0 | -3.4017e-05 | -0.00017 | 1.5 | 13.34% | 92.7311
7 | 5 | 5 | 30 | 100 | 7.2087 | 0.007291 | 0 | -0.00049024 | -0.00245 | 1.5 | 13.34% | 92.7913
7 | 5 | 6 | 30 | 0 | 2.9428 | 0.023169 | 0 | -0.00066233 | -0.00331 | 1.5 | 13.34% | 2.9428
7 | 5 | 7 | 30 | 0 | 0.9558 | 0.068479 | 0 | -0.00064832 | -0.00324 | 1.5 | 13.34% | 0.9558
7 | 5 | 8 | 30 | 0 | 0.55759 | 0.1162 | 0 | -0.00064432 | -0.00322 | 1.5 | 13.34% | 0.55759
7 | 5 | 9 | 30 | 0 | 0.65527 | 0.15676 | 0 | -0.0010205 | -0.0051 | 1.5 | 13.34% | 0.65527
7 | 5 | 10 | 30 | 0 | 0.66625 | 0.17566 | 0 | -0.0011626 | -0.00581 | 1.5 | 13.34% | 0.66625
7 | 5 | 11 | 30 | 0 | 0.64992 | 0.19027 | 0 | -0.0012286 | -0.00614 | 1.5 | 13.34% | 0.64992
7 | 5 | 12 | 30 | 0 | 0.52331 | 0.1968 | 0 | -0.0010245 | -0.00512 | 1.5 | 13.34% | 0.52331
7 | 5 | 13 | 30 | 0 | 0.99859 | 0.16636 | 0 | -0.0016448 | -0.00822 | 1.5 | 13.34% | 0.99859
7 | 5 | 14 | 30 | 0 | 1.5917 | 0.13014 | 0 | -0.002039 | -0.01019 | 1.5 | 13.34% | 1.5917
7 | 5 | 15 | 30 | 0 | 2.0829 | 0.095423 | 0 | -0.001947 | -0.00973 | 1.5 | 13.34% | 2.0829
7 | 5 | 16 | 30 | 0 | 6.875 | 0.030733 | 0 | -0.001977 | -0.00988 | 1.5 | 13.34% | 6.875
7 | 5 | 17 | 30 | 0 | 2.5676 | 0.027018 | 0 | -0.00067634 | -0.00338 | 1.5 | 13.34% | 2.5676
7 | 5 | 18 | 30 | 100 | 7.2009 | 0.008341 | 0 | -0.00056028 | -0.0028 | 1.5 | 13.34% | 92.7991
7 | 5 | 19 | 30 | 100 | 7.2611 | 0.001005 | 0 | -6.8034e-05 | -0.00034 | 1.5 | 13.34% | 92.7389
7 | 5 | 20 | 30 | 100 | 100 | 0 | 0 | 0 | 0 | 1.5 | 13.34% | 0
7 | 5 | 21 | 30 | 100 | 100 | 0 | 0 | 0 | 0 | 1.5 | 13.34% | 0
7 | 5 | 22 | 30 | 100 | 100 | 0 | 0 | 0 | 0 | 1.5 | 13.34% | 0
7 | 5 | 23 | 30 | 100 | 100 | 0 | 0 | 0 | 0 | 1.5 | 13.34% | 0
7 | 6 | 0 | 30 | 100 | 100 | 0 | 0 | 0 | 0 | 1.5 | 13.34% | 0
7 | 6 | 1 | 30 | 100 | 100 | 0 | 0 | 0 | 0 | 1.5 | 13.34% | 0
7 | 6 | 2 | 30 | 100 | 100 | 0 | 0 | 0 | 0 | 1.5 | 13.34% | 0
7 | 6 | 3 | 30 | 100 | 100 | 0 | 0 | 0 | 0 | 1.5 | 13.34% | 0
7 | 6 | 4 | 30 | 100 | 7.0325 | 0.000335 | 0 | -2.2011e-05 | -0.00011 | 1.5 | 13.34% | 92.9675
7 | 6 | 5 | 30 | 100 | 7.2134 | 0.008149 | 0 | -0.00054827 | -0.00274 | 1.5 | 13.34% | 92.7866
7 | 6 | 6 | 30 | 0 | 4.1139 | 0.023801 | 0 | -0.00094047 | -0.0047 | 1.5 | 13.34% | 4.1139
7 | 6 | 7 | 30 | 0 | 1.8491 | 0.062382 | 0 | -0.0011326 | -0.00566 | 1.5 | 13.34% | 1.8491
7 | 6 | 8 | 30 | 0 | 7.1186 | 0.02177 | 0 | -0.0014467 | -0.00723 | 1.5 | 13.34% | 7.1186
7 | 6 | 9 | 30 | 0 | 3.0849 | 0.10284 | 0 | -0.0030775 | -0.01538 | 1.5 | 13.34% | 3.0849
7 | 6 | 10 | 30 | 0 | 1.0474 | 0.16312 | 0 | -0.0016908 | -0.00845 | 1.5 | 13.34% | 1.0474
7 | 6 | 11 | 30 | 0 | 2.9943 | 0.12871 | 0 | -0.0037419 | -0.0187 | 1.5 | 13.34% | 2.9943
7 | 6 | 12 | 30 | 0 | 5.5858 | 0.088243 | 0 | -0.0046683 | -0.02333 | 1.5 | 13.34% | 5.5858
7 | 6 | 13 | 30 | 0 | 6.1818 | 0.075821 | 0 | -0.0044142 | -0.02206 | 1.5 | 13.34% | 6.1818
7 | 6 | 14 | 30 | 0 | 4.2008 | 0.089492 | 0 | -0.0036078 | -0.01803 | 1.5 | 13.34% | 4.2008
7 | 6 | 15 | 30 | 0 | 1.6073 | 0.10183 | 0 | -0.0016108 | -0.00805 | 1.5 | 13.34% | 1.6073
7 | 6 | 16 | 30 | 0 | 4.1878 | 0.052023 | 0 | -0.002091 | -0.01045 | 1.5 | 13.34% | 4.1878
7 | 6 | 17 | 30 | 0 | 3.9157 | 0.027242 | 0 | -0.0010265 | -0.00513 | 1.5 | 13.34% | 3.9157
7 | 6 | 18 | 30 | 100 | 7.1948 | 0.009719 | 0 | -0.00065233 | -0.00326 | 1.5 | 13.34% | 92.8052
7 | 6 | 19 | 30 | 100 | 7.0325 | 0.00067 | 0 | -4.4022e-05 | -0.00022 | 1.5 | 13.34% | 92.9675
7 | 6 | 20 | 30 | 100 | 100 | 0 | 0 | 0 | 0 | 1.5 | 13.34% | 0
7 | 6 | 21 | 30 | 100 | 100 | 0 | 0 | 0 | 0 | 1.5 | 13.34% | 0
7 | 6 | 22 | 30 | 100 | 100 | 0 | 0 | 0 | 0 | 1.5 | 13.34% | 0
7 | 6 | 23 | 30 | 100 | 100 | 0 | 0 | 0 | 0 | 1.5 | 13.34% | 0
7 | 7 | 0 | 30 | 100 | 100 | 0 | 0 | 0 | 0 | 1.5 | 13.34% | 0
7 | 7 | 1 | 30 | 100 | 100 | 0 | 0 | 0 | 0 | 1.5 | 13.34% | 0
7 | 7 | 2 | 30 | 100 | 100 | 0 | 0 | 0 | 0 | 1.5 | 13.34% | 0
7 | 7 | 3 | 30 | 100 | 100 | 0 | 0 | 0 | 0 | 1.5 | 13.34% | 0
7 | 7 | 4 | 30 | 100 | 7.0325 | 0.000335 | 0 | -2.2011e-05 | -0.00011 | 1.5 | 13.34% | 92.9675
7 | 7 | 5 | 30 | 100 | 7.2121 | 0.005384 | 0 | -0.00036218 | -0.00181 | 1.5 | 13.34% | 92.7879
7 | 7 | 6 | 30 | 0 | 7.0633 | 0.017986 | 0 | -0.0011866 | -0.00593 | 1.5 | 13.34% | 7.0633
7 | 7 | 7 | 30 | 0 | 5.541 | 0.042192 | 0 | -0.0022151 | -0.01107 | 1.5 | 13.34% | 5.541
7 | 7 | 8 | 30 | 0 | 2.5339 | 0.087204 | 0 | -0.0021551 | -0.01077 | 1.5 | 13.34% | 2.5339
7 | 7 | 9 | 30 | 0 | 0.82994 | 0.14489 | 0 | -0.0011926 | -0.00596 | 1.5 | 13.34% | 0.82994
7 | 7 | 10 | 30 | 0 | 0.90716 | 0.16738 | 0 | -0.0015048 | -0.00752 | 1.5 | 13.34% | 0.90716
7 | 7 | 11 | 30 | 0 | 0.97057 | 0.1784 | 0 | -0.0017149 | -0.00857 | 1.5 | 13.34% | 0.97057
7 | 7 | 12 | 30 | 0 | 0.9066 | 0.18129 | 0 | -0.0016288 | -0.00814 | 1.5 | 13.34% | 0.9066
7 | 7 | 13 | 30 | 0 | 5.5006 | 0.084127 | 0 | -0.0043862 | -0.02192 | 1.5 | 13.34% | 5.5006
7 | 7 | 14 | 30 | 0 | 0.80741 | 0.14865 | 0 | -0.0011906 | -0.00595 | 1.5 | 13.34% | 0.80741
7 | 7 | 15 | 30 | 0 | 2.7482 | 0.087531 | 0 | -0.0023412 | -0.0117 | 1.5 | 13.34% | 2.7482
7 | 7 | 16 | 30 | 0 | 6.4034 | 0.03847 | 0 | -0.0023152 | -0.01157 | 1.5 | 13.34% | 6.4034
7 | 7 | 17 | 30 | 0 | 3.8562 | 0.027269 | 0 | -0.0010125 | -0.00506 | 1.5 | 13.34% | 3.8562
7 | 7 | 18 | 30 | 100 | 7.1926 | 0.009513 | 0 | -0.00063832 | -0.00319 | 1.5 | 13.34% | 92.8074
7 | 7 | 19 | 30 | 100 | 7.1741 | 0.000837 | 0 | -5.6028e-05 | -0.00028 | 1.5 | 13.34% | 92.8259
7 | 7 | 20 | 30 | 100 | 100 | 0 | 0 | 0 | 0 | 1.5 | 13.34% | 0
7 | 7 | 21 | 30 | 100 | 100 | 0 | 0 | 0 | 0 | 1.5 | 13.34% | 0
7 | 7 | 22 | 30 | 100 | 100 | 0 | 0 | 0 | 0 | 1.5 | 13.34% | 0
7 | 7 | 23 | 30 | 100 | 100 | 0 | 0 | 0 | 0 | 1.5 | 13.34% | 0
7 | 8 | 0 | 30 | 100 | 100 | 0 | 0 | 0 | 0 | 1.5 | 13.34% | 0
7 | 8 | 1 | 30 | 100 | 100 | 0 | 0 | 0 | 0 | 1.5 | 13.34% | 0
7 | 8 | 2 | 30 | 100 | 100 | 0 | 0 | 0 | 0 | 1.5 | 13.34% | 0
7 | 8 | 3 | 30 | 100 | 100 | 0 | 0 | 0 | 0 | 1.5 | 13.34% | 0
7 | 8 | 4 | 30 | 100 | 7.2689 | 0.000502 | 0 | -3.4017e-05 | -0.00017 | 1.5 | 13.34% | 92.7311
7 | 8 | 5 | 30 | 100 | 7.1917 | 0.006293 | 0 | -0.00042221 | -0.00211 | 1.5 | 13.34% | 92.8083
7 | 8 | 6 | 30 | 0 | 7.1829 | 0.009316 | 0 | -0.00062431 | -0.00312 | 1.5 | 13.34% | 7.1829
7 | 8 | 7 | 30 | 0 | 4.4802 | 0.047971 | 0 | -0.002057 | -0.01028 | 1.5 | 13.34% | 4.4802
7 | 8 | 8 | 30 | 0 | 6.7771 | 0.041584 | 0 | -0.0026393 | -0.01319 | 1.5 | 13.34% | 6.7771
7 | 8 | 9 | 30 | 0 | 2.2964 | 0.11481 | 0 | -0.0025773 | -0.01288 | 1.5 | 13.34% | 2.2964
7 | 8 | 10 | 30 | 0 | 0.97437 | 0.16527 | 0 | -0.0015948 | -0.00797 | 1.5 | 13.34% | 0.97437
7 | 8 | 11 | 30 | 0 | 1.7125 | 0.15676 | 0 | -0.0026393 | -0.01319 | 1.5 | 13.34% | 1.7125
7 | 8 | 12 | 30 | 0 | 3.8331 | 0.1141 | 0 | -0.0042121 | -0.02105 | 1.5 | 13.34% | 3.8331
7 | 8 | 13 | 30 | 0 | 2.6105 | 0.12836 | 0 | -0.0032656 | -0.01632 | 1.5 | 13.34% | 2.6105
7 | 8 | 14 | 30 | 0 | 6.9085 | 0.041215 | 0 | -0.0026633 | -0.01331 | 1.5 | 13.34% | 6.9085
7 | 8 | 15 | 30 | 0 | 3.1781 | 0.082762 | 0 | -0.0025493 | -0.01274 | 1.5 | 13.34% | 3.1781
7 | 8 | 16 | 30 | 0 | 4.7096 | 0.048938 | 0 | -0.0022011 | -0.011 | 1.5 | 13.34% | 4.7096
7 | 8 | 17 | 30 | 0 | 3.0881 | 0.027254 | 0 | -0.00081641 | -0.00408 | 1.5 | 13.34% | 3.0881
7 | 8 | 18 | 30 | 100 | 7.1997 | 0.009534 | 0 | -0.00064032 | -0.0032 | 1.5 | 13.34% | 92.8003
7 | 8 | 19 | 30 | 100 | 7.0325 | 0.00067 | 0 | -4.4022e-05 | -0.00022 | 1.5 | 13.34% | 92.9675
7 | 8 | 20 | 30 | 100 | 100 | 0 | 0 | 0 | 0 | 1.5 | 13.34% | 0
7 | 8 | 21 | 30 | 100 | 100 | 0 | 0 | 0 | 0 | 1.5 | 13.34% | 0
7 | 8 | 22 | 30 | 100 | 100 | 0 | 0 | 0 | 0 | 1.5 | 13.34% | 0
7 | 8 | 23 | 30 | 100 | 100 | 0 | 0 | 0 | 0 | 1.5 | 13.34% | 0
7 | 9 | 0 | 30 | 100 | 100 | 0 | 0 | 0 | 0 | 1.5 | 13.34% | 0
7 | 9 | 1 | 30 | 100 | 100 | 0 | 0 | 0 | 0 | 1.5 | 13.34% | 0
7 | 9 | 2 | 30 | 100 | 100 | 0 | 0 | 0 | 0 | 1.5 | 13.34% | 0
7 | 9 | 3 | 30 | 100 | 100 | 0 | 0 | 0 | 0 | 1.5 | 13.34% | 0
7 | 9 | 4 | 30 | 100 | 7.2689 | 0.000502 | 0 | -3.4017e-05 | -0.00017 | 1.5 | 13.34% | 92.7311
7 | 9 | 5 | 30 | 100 | 7.1951 | 0.007125 | 0 | -0.00047824 | -0.00239 | 1.5 | 13.34% | 92.8049
7 | 9 | 6 | 30 | 0 | 2.8898 | 0.022442 | 0 | -0.00063031 | -0.00315 | 1.5 | 13.34% | 2.8898
7 | 9 | 7 | 30 | 0 | 3.0621 | 0.055293 | 0 | -0.0016428 | -0.00821 | 1.5 | 13.34% | 3.0621
7 | 9 | 8 | 30 | 0 | 0.93044 | 0.10853 | 0 | -0.0010005 | -0.005 | 1.5 | 13.34% | 0.93044
7 | 9 | 9 | 30 | 0 | 1.3913 | 0.13153 | 0 | -0.0018049 | -0.00902 | 1.5 | 13.34% | 1.3913
7 | 9 | 10 | 30 | 0 | 2.8907 | 0.12172 | 0 | -0.0034197 | -0.01709 | 1.5 | 13.34% | 2.8907
7 | 9 | 11 | 30 | 0 | 0.7023 | 0.18822 | 0 | -0.0013127 | -0.00656 | 1.5 | 13.34% | 0.7023
7 | 9 | 12 | 30 | 0 | 0.52782 | 0.19932 | 0 | -0.0010465 | -0.00523 | 1.5 | 13.34% | 0.52782
7 | 9 | 13 | 30 | 0 | 0.57491 | 0.19113 | 0 | -0.0010925 | -0.00546 | 1.5 | 13.34% | 0.57491
7 | 9 | 14 | 30 | 0 | 3.5506 | 0.098041 | 0 | -0.0033617 | -0.0168 | 1.5 | 13.34% | 3.5506
7 | 9 | 15 | 30 | 0 | 2.2447 | 0.093515 | 0 | -0.002053 | -0.01026 | 1.5 | 13.34% | 2.2447
7 | 9 | 16 | 30 | 0 | 3.7068 | 0.054751 | 0 | -0.001957 | -0.00978 | 1.5 | 13.34% | 3.7068
7 | 9 | 17 | 30 | 0 | 6.7071 | 0.023144 | 0 | -0.0014547 | -0.00727 | 1.5 | 13.34% | 6.7071
7 | 9 | 18 | 30 | 100 | 7.2036 | 0.006194 | 0 | -0.00041621 | -0.00208 | 1.5 | 13.34% | 92.7964
7 | 9 | 19 | 30 | 100 | 7.1741 | 0.000837 | 0 | -5.6028e-05 | -0.00028 | 1.5 | 13.34% | 92.8259
7 | 9 | 20 | 30 | 100 | 100 | 0 | 0 | 0 | 0 | 1.5 | 13.34% | 0
7 | 9 | 21 | 30 | 100 | 100 | 0 | 0 | 0 | 0 | 1.5 | 13.34% | 0
7 | 9 | 22 | 30 | 100 | 100 | 0 | 0 | 0 | 0 | 1.5 | 13.34% | 0
7 | 9 | 23 | 30 | 100 | 100 | 0 | 0 | 0 | 0 | 1.5 | 13.34% | 0
7 | 10 | 0 | 30 | 100 | 100 | 0 | 0 | 0 | 0 | 1.5 | 13.34% | 0
7 | 10 | 1 | 30 | 100 | 100 | 0 | 0 | 0 | 0 | 1.5 | 13.34% | 0
7 | 10 | 2 | 30 | 100 | 100 | 0 | 0 | 0 | 0 | 1.5 | 13.34% | 0
7 | 10 | 3 | 30 | 100 | 100 | 0 | 0 | 0 | 0 | 1.5 | 13.34% | 0
7 | 10 | 4 | 30 | 100 | 7.2689 | 0.000502 | 0 | -3.4017e-05 | -0.00017 | 1.5 | 13.34% | 92.7311
7 | 10 | 5 | 30 | 100 | 7.2039 | 0.006432 | 0 | -0.00043222 | -0.00216 | 1.5 | 13.34% | 92.7961
7 | 10 | 6 | 30 | 0 | 2.7977 | 0.022204 | 0 | -0.0006043 | -0.00302 | 1.5 | 13.34% | 2.7977
7 | 10 | 7 | 30 | 0 | 1.3236 | 0.065099 | 0 | -0.00085043 | -0.00425 | 1.5 | 13.34% | 1.3236
7 | 10 | 8 | 30 | 0 | 0.9472 | 0.10812 | 0 | -0.0010145 | -0.00507 | 1.5 | 13.34% | 0.9472
7 | 10 | 9 | 30 | 0 | 1.502 | 0.12914 | 0 | -0.001911 | -0.00955 | 1.5 | 13.34% | 1.502
7 | 10 | 10 | 30 | 0 | 1.1612 | 0.15968 | 0 | -0.0018329 | -0.00916 | 1.5 | 13.34% | 1.1612
7 | 10 | 11 | 30 | 0 | 0.97592 | 0.17826 | 0 | -0.0017229 | -0.00861 | 1.5 | 13.34% | 0.97592
7 | 10 | 12 | 30 | 0 | 2.3528 | 0.14215 | 0 | -0.0032676 | -0.01633 | 1.5 | 13.34% | 2.3528
7 | 10 | 13 | 30 | 0 | 1.6192 | 0.14969 | 0 | -0.0023852 | -0.01192 | 1.5 | 13.34% | 1.6192
7 | 10 | 14 | 30 | 0 | 0.66622 | 0.16841 | 0 | -0.0011146 | -0.00557 | 1.5 | 13.34% | 0.66622
7 | 10 | 15 | 30 | 0 | 6.8955 | 0.047802 | 0 | -0.0030835 | -0.01541 | 1.5 | 13.34% | 6.8955
7 | 10 | 16 | 30 | 0 | 1.4599 | 0.068835 | 0 | -0.0009905 | -0.00495 | 1.5 | 13.34% | 1.4599
7 | 10 | 17 | 30 | 0 | 2.9592 | 0.027291 | 0 | -0.00078439 | -0.00392 | 1.5 | 13.34% | 2.9592
7 | 10 | 18 | 30 | 100 | 7.2086 | 0.009404 | 0 | -0.00063232 | -0.00316 | 1.5 | 13.34% | 92.7914
7 | 10 | 19 | 30 | 100 | 7.1741 | 0.000837 | 0 | -5.6028e-05 | -0.00028 | 1.5 | 13.34% | 92.8259
7 | 10 | 20 | 30 | 100 | 100 | 0 | 0 | 0 | 0 | 1.5 | 13.34% | 0
7 | 10 | 21 | 30 | 100 | 100 | 0 | 0 | 0 | 0 | 1.5 | 13.34% | 0
7 | 10 | 22 | 30 | 100 | 100 | 0 | 0 | 0 | 0 | 1.5 | 13.34% | 0
7 | 10 | 23 | 30 | 100 | 100 | 0 | 0 | 0 | 0 | 1.5 | 13.34% | 0
7 | 11 | 0 | 30 | 100 | 100 | 0 | 0 | 0 | 0 | 1.5 | 13.34% | 0
7 | 11 | 1 | 30 | 100 | 100 | 0 | 0 | 0 | 0 | 1.5 | 13.34% | 0
7 | 11 | 2 | 30 | 100 | 100 | 0 | 0 | 0 | 0 | 1.5 | 13.34% | 0
7 | 11 | 3 | 30 | 100 | 100 | 0 | 0 | 0 | 0 | 1.5 | 13.34% | 0
7 | 11 | 4 | 30 | 100 | 7.2201 | 0.000167 | 0 | -1.1246e-05 | -5.62e-05 | 1.5 | 13.34% | 92.7799
7 | 11 | 5 | 30 | 100 | 7.2159 | 0.005976 | 0 | -0.0004022 | -0.00201 | 1.5 | 13.34% | 92.7841
7 | 11 | 6 | 30 | 0 | 7.1181 | 0.013942 | 0 | -0.00092646 | -0.00463 | 1.5 | 13.34% | 7.1181
7 | 11 | 7 | 30 | 0 | 4.505 | 0.04744 | 0 | -0.002045 | -0.01022 | 1.5 | 13.34% | 4.505
7 | 11 | 8 | 30 | 0 | 3.9026 | 0.072666 | 0 | -0.0027294 | -0.01364 | 1.5 | 13.34% | 3.9026
7 | 11 | 9 | 30 | 0 | 0.93887 | 0.14177 | 0 | -0.0013187 | -0.00659 | 1.5 | 13.34% | 0.93887
7 | 11 | 10 | 30 | 0 | 0.69383 | 0.17453 | 0 | -0.0012026 | -0.00601 | 1.5 | 13.34% | 0.69383
7 | 11 | 11 | 30 | 0 | 0.526 | 0.19733 | 0 | -0.0010325 | -0.00516 | 1.5 | 13.34% | 0.526
7 | 11 | 12 | 30 | 0 | 1.4244 | 0.16514 | 0 | -0.0023192 | -0.01159 | 1.5 | 13.34% | 1.4244
7 | 11 | 13 | 30 | 0 | 6.2046 | 0.075318 | 0 | -0.0044002 | -0.02199 | 1.5 | 13.34% | 6.2046
7 | 11 | 14 | 30 | 0 | 6.8616 | 0.058431 | 0 | -0.0037519 | -0.01875 | 1.5 | 13.34% | 6.8616
7 | 11 | 15 | 30 | 0 | 4.2973 | 0.071294 | 0 | -0.0029375 | -0.01468 | 1.5 | 13.34% | 4.2973
7 | 11 | 16 | 30 | 0 | 6.0362 | 0.04067 | 0 | -0.0023152 | -0.01157 | 1.5 | 13.34% | 6.0362
7 | 11 | 17 | 30 | 0 | 5.808 | 0.025736 | 0 | -0.0014127 | -0.00706 | 1.5 | 13.34% | 5.808
7 | 11 | 18 | 30 | 100 | 7.2086 | 0.009523 | 0 | -0.00064032 | -0.0032 | 1.5 | 13.34% | 92.7914
7 | 11 | 19 | 30 | 100 | 7.0325 | 0.00067 | 0 | -4.4022e-05 | -0.00022 | 1.5 | 13.34% | 92.9675
7 | 11 | 20 | 30 | 100 | 100 | 0 | 0 | 0 | 0 | 1.5 | 13.34% | 0
7 | 11 | 21 | 30 | 100 | 100 | 0 | 0 | 0 | 0 | 1.5 | 13.34% | 0
7 | 11 | 22 | 30 | 100 | 100 | 0 | 0 | 0 | 0 | 1.5 | 13.34% | 0
7 | 11 | 23 | 30 | 100 | 100 | 0 | 0 | 0 | 0 | 1.5 | 13.34% | 0
7 | 12 | 0 | 30 | 100 | 100 | 0 | 0 | 0 | 0 | 1.5 | 13.34% | 0
7 | 12 | 1 | 30 | 100 | 100 | 0 | 0 | 0 | 0 | 1.5 | 13.34% | 0
7 | 12 | 2 | 30 | 100 | 100 | 0 | 0 | 0 | 0 | 1.5 | 13.34% | 0
7 | 12 | 3 | 30 | 100 | 100 | 0 | 0 | 0 | 0 | 1.5 | 13.34% | 0
7 | 12 | 4 | 30 | 100 | 7.2201 | 0.000167 | 0 | -1.1246e-05 | -5.62e-05 | 1.5 | 13.34% | 92.7799
7 | 12 | 5 | 30 | 100 | 7.2055 | 0.007294 | 0 | -0.00049024 | -0.00245 | 1.5 | 13.34% | 92.7945
7 | 12 | 6 | 30 | 0 | 3.4887 | 0.022378 | 0 | -0.00075438 | -0.00377 | 1.5 | 13.34% | 3.4887
7 | 12 | 7 | 30 | 0 | 1.1923 | 0.065721 | 0 | -0.00077439 | -0.00387 | 1.5 | 13.34% | 1.1923
7 | 12 | 8 | 30 | 0 | 0.70045 | 0.11248 | 0 | -0.00078239 | -0.00391 | 1.5 | 13.34% | 0.70045
7 | 12 | 9 | 30 | 0 | 1.2989 | 0.13327 | 0 | -0.0017089 | -0.00854 | 1.5 | 13.34% | 1.2989
7 | 12 | 10 | 30 | 0 | 1.1135 | 0.16099 | 0 | -0.0017729 | -0.00886 | 1.5 | 13.34% | 1.1135
7 | 12 | 11 | 30 | 0 | 0.54067 | 0.20391 | 0 | -0.0010965 | -0.00548 | 1.5 | 13.34% | 0.54067
7 | 12 | 12 | 30 | 0 | 5.995 | 0.082609 | 0 | -0.0046723 | -0.02335 | 1.5 | 13.34% | 5.995
7 | 12 | 13 | 30 | 0 | 1.6833 | 0.14819 | 0 | -0.0024532 | -0.01226 | 1.5 | 13.34% | 1.6833
7 | 12 | 14 | 30 | 0 | 6.9262 | 0.040035 | 0 | -0.0025933 | -0.01296 | 1.5 | 13.34% | 6.9262
7 | 12 | 15 | 30 | 0 | 6.9503 | 0.0327 | 0 | -0.0021251 | -0.01062 | 1.5 | 13.34% | 6.9503
7 | 12 | 16 | 30 | 0 | 3.5497 | 0.05557 | 0 | -0.001905 | -0.00952 | 1.5 | 13.34% | 3.5497
7 | 12 | 17 | 30 | 0 | 7.1547 | 0.011448 | 0 | -0.00076438 | -0.00382 | 1.5 | 13.34% | 7.1547
7 | 12 | 18 | 30 | 100 | 7.1921 | 0.009275 | 0 | -0.00062231 | -0.00311 | 1.5 | 13.34% | 92.8079
7 | 12 | 19 | 30 | 100 | 7.1741 | 0.000837 | 0 | -5.6028e-05 | -0.00028 | 1.5 | 13.34% | 92.8259
7 | 12 | 20 | 30 | 100 | 100 | 0 | 0 | 0 | 0 | 1.5 | 13.34% | 0
7 | 12 | 21 | 30 | 100 | 100 | 0 | 0 | 0 | 0 | 1.5 | 13.34% | 0
7 | 12 | 22 | 30 | 100 | 100 | 0 | 0 | 0 | 0 | 1.5 | 13.34% | 0
7 | 12 | 23 | 30 | 100 | 100 | 0 | 0 | 0 | 0 | 1.5 | 13.34% | 0
7 | 13 | 0 | 30 | 100 | 100 | 0 | 0 | 0 | 0 | 1.5 | 13.34% | 0
7 | 13 | 1 | 30 | 100 | 100 | 0 | 0 | 0 | 0 | 1.5 | 13.34% | 0
7 | 13 | 2 | 30 | 100 | 100 | 0 | 0 | 0 | 0 | 1.5 | 13.34% | 0
7 | 13 | 3 | 30 | 100 | 100 | 0 | 0 | 0 | 0 | 1.5 | 13.34% | 0
7 | 13 | 4 | 30 | 100 | 7.2201 | 0.000167 | 0 | -1.1246e-05 | -5.62e-05 | 1.5 | 13.34% | 92.7799
7 | 13 | 5 | 30 | 100 | 7.1997 | 0.006942 | 0 | -0.00046623 | -0.00233 | 1.5 | 13.34% | 92.8003
7 | 13 | 6 | 30 | 0 | 3.2798 | 0.022054 | 0 | -0.00070035 | -0.0035 | 1.5 | 13.34% | 3.2798
7 | 13 | 7 | 30 | 0 | 1.1029 | 0.06622 | 0 | -0.00072236 | -0.00361 | 1.5 | 13.34% | 1.1029
7 | 13 | 8 | 30 | 0 | 0.66031 | 0.11317 | 0 | -0.00074237 | -0.00371 | 1.5 | 13.34% | 0.66031
7 | 13 | 9 | 30 | 0 | 0.51734 | 0.15396 | 0 | -0.0007924 | -0.00396 | 1.5 | 13.34% | 0.51734
7 | 13 | 10 | 30 | 0 | 0.56652 | 0.18329 | 0 | -0.0010325 | -0.00516 | 1.5 | 13.34% | 0.56652
7 | 13 | 11 | 30 | 0 | 0.53014 | 0.19959 | 0 | -0.0010525 | -0.00526 | 1.5 | 13.34% | 0.53014
7 | 13 | 12 | 30 | 0 | 0.87115 | 0.18281 | 0 | -0.0015788 | -0.00789 | 1.5 | 13.34% | 0.87115
7 | 13 | 13 | 30 | 0 | 1.0225 | 0.16606 | 0 | -0.0016808 | -0.0084 | 1.5 | 13.34% | 1.0225
7 | 13 | 14 | 30 | 0 | 1.1398 | 0.14045 | 0 | -0.0015828 | -0.00791 | 1.5 | 13.34% | 1.1398
7 | 13 | 15 | 30 | 0 | 1.8939 | 0.098073 | 0 | -0.0018229 | -0.00911 | 1.5 | 13.34% | 1.8939
7 | 13 | 16 | 30 | 0 | 4.4348 | 0.050326 | 0 | -0.0021371 | -0.01068 | 1.5 | 13.34% | 4.4348
7 | 13 | 17 | 30 | 0 | 4.9219 | 0.026788 | 0 | -0.0012566 | -0.00628 | 1.5 | 13.34% | 4.9219
7 | 13 | 18 | 30 | 100 | 7.2098 | 0.007885 | 0 | -0.00053027 | -0.00265 | 1.5 | 13.34% | 92.7902
7 | 13 | 19 | 30 | 100 | 7.0325 | 0.00067 | 0 | -4.4022e-05 | -0.00022 | 1.5 | 13.34% | 92.9675
7 | 13 | 20 | 30 | 100 | 100 | 0 | 0 | 0 | 0 | 1.5 | 13.34% | 0
7 | 13 | 21 | 30 | 100 | 100 | 0 | 0 | 0 | 0 | 1.5 | 13.34% | 0
7 | 13 | 22 | 30 | 100 | 100 | 0 | 0 | 0 | 0 | 1.5 | 13.34% | 0
7 | 13 | 23 | 30 | 100 | 100 | 0 | 0 | 0 | 0 | 1.5 | 13.34% | 0
7 | 14 | 0 | 30 | 100 | 100 | 0 | 0 | 0 | 0 | 1.5 | 13.34% | 0
7 | 14 | 1 | 30 | 100 | 100 | 0 | 0 | 0 | 0 | 1.5 | 13.34% | 0
7 | 14 | 2 | 30 | 100 | 100 | 0 | 0 | 0 | 0 | 1.5 | 13.34% | 0
7 | 14 | 3 | 30 | 100 | 100 | 0 | 0 | 0 | 0 | 1.5 | 13.34% | 0
7 | 14 | 4 | 30 | 100 | 7.0325 | 0.000335 | 0 | -2.2011e-05 | -0.00011 | 1.5 | 13.34% | 92.9675
7 | 14 | 5 | 30 | 100 | 7.1897 | 0.006056 | 0 | -0.0004062 | -0.00203 | 1.5 | 13.34% | 92.8103
7 | 14 | 6 | 30 | 0 | 2.7478 | 0.021474 | 0 | -0.00057429 | -0.00287 | 1.5 | 13.34% | 2.7478
7 | 14 | 7 | 30 | 0 | 0.86805 | 0.067895 | 0 | -0.00058429 | -0.00292 | 1.5 | 13.34% | 0.86805
7 | 14 | 8 | 30 | 0 | 0.54096 | 0.11566 | 0 | -0.00062231 | -0.00311 | 1.5 | 13.34% | 0.54096
7 | 14 | 9 | 30 | 0 | 0.65432 | 0.15637 | 0 | -0.0010165 | -0.00508 | 1.5 | 13.34% | 0.65432
7 | 14 | 10 | 30 | 0 | 0.57373 | 0.18626 | 0 | -0.0010625 | -0.00531 | 1.5 | 13.34% | 0.57373
7 | 14 | 11 | 30 | 0 | 0.53714 | 0.20262 | 0 | -0.0010825 | -0.00541 | 1.5 | 13.34% | 0.53714
7 | 14 | 12 | 30 | 0 | 0.5348 | 0.20388 | 0 | -0.0010845 | -0.00542 | 1.5 | 13.34% | 0.5348
7 | 14 | 13 | 30 | 0 | 0.5683 | 0.1898 | 0 | -0.0010725 | -0.00536 | 1.5 | 13.34% | 0.5683
7 | 14 | 14 | 30 | 0 | 0.64151 | 0.16167 | 0 | -0.0010305 | -0.00515 | 1.5 | 13.34% | 0.64151
7 | 14 | 15 | 30 | 0 | 0.48875 | 0.1226 | 0 | -0.0005963 | -0.00298 | 1.5 | 13.34% | 0.48875
7 | 14 | 16 | 30 | 0 | 0.75844 | 0.074965 | 0 | -0.00056428 | -0.00282 | 1.5 | 13.34% | 0.75844
7 | 14 | 17 | 30 | 0 | 2.059 | 0.027275 | 0 | -0.00055028 | -0.00275 | 1.5 | 13.34% | 2.059
7 | 14 | 18 | 30 | 100 | 7.191 | 0.006562 | 0 | -0.00044022 | -0.0022 | 1.5 | 13.34% | 92.809
7 | 14 | 19 | 30 | 100 | 7.1741 | 0.000837 | 0 | -5.6028e-05 | -0.00028 | 1.5 | 13.34% | 92.8259
7 | 14 | 20 | 30 | 100 | 100 | 0 | 0 | 0 | 0 | 1.5 | 13.34% | 0
7 | 14 | 21 | 30 | 100 | 100 | 0 | 0 | 0 | 0 | 1.5 | 13.34% | 0
7 | 14 | 22 | 30 | 100 | 100 | 0 | 0 | 0 | 0 | 1.5 | 13.34% | 0
7 | 14 | 23 | 30 | 100 | 100 | 0 | 0 | 0 | 0 | 1.5 | 13.34% | 0
7 | 15 | 0 | 30 | 100 | 100 | 0 | 0 | 0 | 0 | 1.5 | 13.34% | 0
7 | 15 | 1 | 30 | 100 | 100 | 0 | 0 | 0 | 0 | 1.5 | 13.34% | 0
7 | 15 | 2 | 30 | 100 | 100 | 0 | 0 | 0 | 0 | 1.5 | 13.34% | 0
7 | 15 | 3 | 30 | 100 | 100 | 0 | 0 | 0 | 0 | 1.5 | 13.34% | 0
7 | 15 | 4 | 30 | 100 | 7.2201 | 0.000167 | 0 | -1.1246e-05 | -5.62e-05 | 1.5 | 13.34% | 92.7799
7 | 15 | 5 | 30 | 100 | 7.2117 | 0.006604 | 0 | -0.00044422 | -0.00222 | 1.5 | 13.34% | 92.7883
7 | 15 | 6 | 30 | 0 | 3.0888 | 0.021571 | 0 | -0.00064632 | -0.00323 | 1.5 | 13.34% | 3.0888
7 | 15 | 7 | 30 | 0 | 0.97544 | 0.066906 | 0 | -0.00064632 | -0.00323 | 1.5 | 13.34% | 0.97544
7 | 15 | 8 | 30 | 0 | 0.56892 | 0.11496 | 0 | -0.00065032 | -0.00325 | 1.5 | 13.34% | 0.56892
7 | 15 | 9 | 30 | 0 | 0.65136 | 0.15584 | 0 | -0.0010085 | -0.00504 | 1.5 | 13.34% | 0.65136
7 | 15 | 10 | 30 | 0 | 0.57261 | 0.18592 | 0 | -0.0010585 | -0.00529 | 1.5 | 13.34% | 0.57261
7 | 15 | 11 | 30 | 0 | 0.61422 | 0.19208 | 0 | -0.0011726 | -0.00586 | 1.5 | 13.34% | 0.61422
7 | 15 | 12 | 30 | 0 | 0.66847 | 0.19075 | 0 | -0.0012666 | -0.00633 | 1.5 | 13.34% | 0.66847
7 | 15 | 13 | 30 | 0 | 2.1399 | 0.13782 | 0 | -0.0028874 | -0.01443 | 1.5 | 13.34% | 2.1399
7 | 15 | 14 | 30 | 0 | 0.63643 | 0.16042 | 0 | -0.0010145 | -0.00507 | 1.5 | 13.34% | 0.63643
7 | 15 | 15 | 30 | 0 | 0.99648 | 0.11195 | 0 | -0.0011046 | -0.00552 | 1.5 | 13.34% | 0.99648
7 | 15 | 16 | 30 | 0 | 1.5878 | 0.06798 | 0 | -0.0010625 | -0.00531 | 1.5 | 13.34% | 1.5878
7 | 15 | 17 | 30 | 0 | 5.07 | 0.02654 | 0 | -0.0012806 | -0.0064 | 1.5 | 13.34% | 5.07
7 | 15 | 18 | 30 | 100 | 7.1924 | 0.00838 | 0 | -0.00056228 | -0.00281 | 1.5 | 13.34% | 92.8076
7 | 15 | 19 | 30 | 100 | 7.0325 | 0.00067 | 0 | -4.4022e-05 | -0.00022 | 1.5 | 13.34% | 92.9675
7 | 15 | 20 | 30 | 100 | 100 | 0 | 0 | 0 | 0 | 1.5 | 13.34% | 0
7 | 15 | 21 | 30 | 100 | 100 | 0 | 0 | 0 | 0 | 1.5 | 13.34% | 0
7 | 15 | 22 | 30 | 100 | 100 | 0 | 0 | 0 | 0 | 1.5 | 13.34% | 0
7 | 15 | 23 | 30 | 100 | 100 | 0 | 0 | 0 | 0 | 1.5 | 13.34% | 0
7 | 16 | 0 | 30 | 100 | 100 | 0 | 0 | 0 | 0 | 1.5 | 13.34% | 0
7 | 16 | 1 | 30 | 100 | 100 | 0 | 0 | 0 | 0 | 1.5 | 13.34% | 0
7 | 16 | 2 | 30 | 100 | 100 | 0 | 0 | 0 | 0 | 1.5 | 13.34% | 0
7 | 16 | 3 | 30 | 100 | 100 | 0 | 0 | 0 | 0 | 1.5 | 13.34% | 0
7 | 16 | 4 | 30 | 100 | 100 | 0 | 0 | 0 | 0 | 1.5 | 13.34% | 0
7 | 16 | 5 | 30 | 100 | 7.2129 | 0.007406 | 0 | -0.00049825 | -0.00249 | 1.5 | 13.34% | 92.7871
7 | 16 | 6 | 30 | 0 | 4.1499 | 0.022197 | 0 | -0.00088444 | -0.00442 | 1.5 | 13.34% | 4.1499
7 | 16 | 7 | 30 | 0 | 1.4452 | 0.063486 | 0 | -0.00090445 | -0.00452 | 1.5 | 13.34% | 1.4452
7 | 16 | 8 | 30 | 0 | 0.86051 | 0.10906 | 0 | -0.00093046 | -0.00465 | 1.5 | 13.34% | 0.86051
7 | 16 | 9 | 30 | 0 | 0.62706 | 0.15028 | 0 | -0.00093647 | -0.00468 | 1.5 | 13.34% | 0.62706
7 | 16 | 10 | 30 | 0 | 0.53169 | 0.18085 | 0 | -0.00095648 | -0.00478 | 1.5 | 13.34% | 0.53169
7 | 16 | 11 | 30 | 0 | 0.74206 | 0.1869 | 0 | -0.0013767 | -0.00688 | 1.5 | 13.34% | 0.74206
7 | 16 | 12 | 30 | 0 | 0.61878 | 0.19295 | 0 | -0.0011866 | -0.00593 | 1.5 | 13.34% | 0.61878
7 | 16 | 13 | 30 | 0 | 0.8532 | 0.17172 | 0 | -0.0014527 | -0.00726 | 1.5 | 13.34% | 0.8532
7 | 16 | 14 | 30 | 0 | 1.7863 | 0.12656 | 0 | -0.0022211 | -0.0111 | 1.5 | 13.34% | 1.7863
7 | 16 | 15 | 30 | 0 | 1.42 | 0.1049 | 0 | -0.0014687 | -0.00734 | 1.5 | 13.34% | 1.42
7 | 16 | 16 | 30 | 0 | 3.5644 | 0.055291 | 0 | -0.001903 | -0.00951 | 1.5 | 13.34% | 3.5644
7 | 16 | 17 | 30 | 0 | 4.2776 | 0.027024 | 0 | -0.0011086 | -0.00554 | 1.5 | 13.34% | 4.2776
7 | 16 | 18 | 30 | 100 | 7.2011 | 0.009145 | 0 | -0.00061431 | -0.00307 | 1.5 | 13.34% | 92.7989
7 | 16 | 19 | 30 | 100 | 7.2689 | 0.000502 | 0 | -3.4017e-05 | -0.00017 | 1.5 | 13.34% | 92.7311
7 | 16 | 20 | 30 | 100 | 100 | 0 | 0 | 0 | 0 | 1.5 | 13.34% | 0
7 | 16 | 21 | 30 | 100 | 100 | 0 | 0 | 0 | 0 | 1.5 | 13.34% | 0
7 | 16 | 22 | 30 | 100 | 100 | 0 | 0 | 0 | 0 | 1.5 | 13.34% | 0
7 | 16 | 23 | 30 | 100 | 100 | 0 | 0 | 0 | 0 | 1.5 | 13.34% | 0
7 | 17 | 0 | 30 | 100 | 100 | 0 | 0 | 0 | 0 | 1.5 | 13.34% | 0
7 | 17 | 1 | 30 | 100 | 100 | 0 | 0 | 0 | 0 | 1.5 | 13.34% | 0
7 | 17 | 2 | 30 | 100 | 100 | 0 | 0 | 0 | 0 | 1.5 | 13.34% | 0
7 | 17 | 3 | 30 | 100 | 100 | 0 | 0 | 0 | 0 | 1.5 | 13.34% | 0
7 | 17 | 4 | 30 | 100 | 100 | 0 | 0 | 0 | 0 | 1.5 | 13.34% | 0
7 | 17 | 5 | 30 | 100 | 7.1944 | 0.006738 | 0 | -0.00045223 | -0.00226 | 1.5 | 13.34% | 92.8056
7 | 17 | 6 | 30 | 0 | 3.4534 | 0.02152 | 0 | -0.00071836 | -0.00359 | 1.5 | 13.34% | 3.4534
7 | 17 | 7 | 30 | 0 | 1.1417 | 0.065409 | 0 | -0.00073837 | -0.00369 | 1.5 | 13.34% | 1.1417
7 | 17 | 8 | 30 | 0 | 0.67689 | 0.1125 | 0 | -0.00075638 | -0.00378 | 1.5 | 13.34% | 0.67689
7 | 17 | 9 | 30 | 0 | 0.52078 | 0.15372 | 0 | -0.0007964 | -0.00398 | 1.5 | 13.34% | 0.52078
7 | 17 | 10 | 30 | 0 | 0.56483 | 0.18312 | 0 | -0.0010285 | -0.00514 | 1.5 | 13.34% | 0.56483
7 | 17 | 11 | 30 | 0 | 0.58592 | 0.1934 | 0 | -0.0011266 | -0.00563 | 1.5 | 13.34% | 0.58592
7 | 17 | 12 | 30 | 0 | 0.52463 | 0.20014 | 0 | -0.0010445 | -0.00522 | 1.5 | 13.34% | 0.52463
7 | 17 | 13 | 30 | 0 | 0.53905 | 0.18362 | 0 | -0.00098449 | -0.00492 | 1.5 | 13.34% | 0.53905
7 | 17 | 14 | 30 | 0 | 1.4999 | 0.13243 | 0 | -0.001957 | -0.00978 | 1.5 | 13.34% | 1.4999
7 | 17 | 15 | 30 | 0 | 1.5939 | 0.10229 | 0 | -0.0016048 | -0.00802 | 1.5 | 13.34% | 1.5939
7 | 17 | 16 | 30 | 0 | 5.7222 | 0.042183 | 0 | -0.0022831 | -0.01141 | 1.5 | 13.34% | 5.7222
7 | 17 | 17 | 30 | 0 | 4.6494 | 0.026753 | 0 | -0.0011886 | -0.00594 | 1.5 | 13.34% | 4.6494
7 | 17 | 18 | 30 | 100 | 7.1872 | 0.007371 | 0 | -0.00049425 | -0.00247 | 1.5 | 13.34% | 92.8128
7 | 17 | 19 | 30 | 100 | 7.0325 | 0.000335 | 0 | -2.2011e-05 | -0.00011 | 1.5 | 13.34% | 92.9675
7 | 17 | 20 | 30 | 100 | 100 | 0 | 0 | 0 | 0 | 1.5 | 13.34% | 0
7 | 17 | 21 | 30 | 100 | 100 | 0 | 0 | 0 | 0 | 1.5 | 13.34% | 0
7 | 17 | 22 | 30 | 100 | 100 | 0 | 0 | 0 | 0 | 1.5 | 13.34% | 0
7 | 17 | 23 | 30 | 100 | 100 | 0 | 0 | 0 | 0 | 1.5 | 13.34% | 0
7 | 18 | 0 | 30 | 100 | 100 | 0 | 0 | 0 | 0 | 1.5 | 13.34% | 0
7 | 18 | 1 | 30 | 100 | 100 | 0 | 0 | 0 | 0 | 1.5 | 13.34% | 0
7 | 18 | 2 | 30 | 100 | 100 | 0 | 0 | 0 | 0 | 1.5 | 13.34% | 0
7 | 18 | 3 | 30 | 100 | 100 | 0 | 0 | 0 | 0 | 1.5 | 13.34% | 0
7 | 18 | 4 | 30 | 100 | 100 | 0 | 0 | 0 | 0 | 1.5 | 13.34% | 0
7 | 18 | 5 | 30 | 100 | 7.1889 | 0.00725 | 0 | -0.00048624 | -0.00243 | 1.5 | 13.34% | 92.8111
7 | 18 | 6 | 30 | 0 | 4.4434 | 0.022059 | 0 | -0.00093847 | -0.00469 | 1.5 | 13.34% | 4.4434
7 | 18 | 7 | 30 | 0 | 3.4823 | 0.051793 | 0 | -0.0017429 | -0.00871 | 1.5 | 13.34% | 3.4823
7 | 18 | 8 | 30 | 0 | 1.6183 | 0.097125 | 0 | -0.0015468 | -0.00773 | 1.5 | 13.34% | 1.6183
7 | 18 | 9 | 30 | 0 | 0.89839 | 0.14248 | 0 | -0.0012686 | -0.00634 | 1.5 | 13.34% | 0.89839
7 | 18 | 10 | 30 | 0 | 0.8527 | 0.16898 | 0 | -0.0014287 | -0.00714 | 1.5 | 13.34% | 0.8527
7 | 18 | 11 | 30 | 0 | 2.5012 | 0.13801 | 0 | -0.0033677 | -0.01683 | 1.5 | 13.34% | 2.5012
7 | 18 | 12 | 30 | 0 | 3.6614 | 0.11642 | 0 | -0.0041121 | -0.02055 | 1.5 | 13.34% | 3.6614
7 | 18 | 13 | 30 | 0 | 0.77245 | 0.17464 | 0 | -0.0013387 | -0.00669 | 1.5 | 13.34% | 0.77245
7 | 18 | 14 | 30 | 0 | 6.3603 | 0.064113 | 0 | -0.0038339 | -0.01916 | 1.5 | 13.34% | 6.3603
7 | 18 | 15 | 30 | 0 | 6.6469 | 0.049442 | 0 | -0.0030815 | -0.0154 | 1.5 | 13.34% | 6.6469
7 | 18 | 16 | 30 | 0 | 5.2201 | 0.045214 | 0 | -0.0022431 | -0.01121 | 1.5 | 13.34% | 5.2201
7 | 18 | 17 | 30 | 0 | 7.0746 | 0.015597 | 0 | -0.0010305 | -0.00515 | 1.5 | 13.34% | 7.0746
7 | 18 | 18 | 30 | 100 | 7.2001 | 0.006167 | 0 | -0.00041421 | -0.00207 | 1.5 | 13.34% | 92.7999
7 | 18 | 19 | 30 | 100 | 7.0325 | 0.000335 | 0 | -2.2011e-05 | -0.00011 | 1.5 | 13.34% | 92.9675
7 | 18 | 20 | 30 | 100 | 100 | 0 | 0 | 0 | 0 | 1.5 | 13.34% | 0
7 | 18 | 21 | 30 | 100 | 100 | 0 | 0 | 0 | 0 | 1.5 | 13.34% | 0
7 | 18 | 22 | 30 | 100 | 100 | 0 | 0 | 0 | 0 | 1.5 | 13.34% | 0
7 | 18 | 23 | 30 | 100 | 100 | 0 | 0 | 0 | 0 | 1.5 | 13.34% | 0
7 | 19 | 0 | 30 | 100 | 100 | 0 | 0 | 0 | 0 | 1.5 | 13.34% | 0
7 | 19 | 1 | 30 | 100 | 100 | 0 | 0 | 0 | 0 | 1.5 | 13.34% | 0
7 | 19 | 2 | 30 | 100 | 100 | 0 | 0 | 0 | 0 | 1.5 | 13.34% | 0
7 | 19 | 3 | 30 | 100 | 100 | 0 | 0 | 0 | 0 | 1.5 | 13.34% | 0
7 | 19 | 4 | 30 | 100 | 7.2201 | 0.000167 | 0 | -1.1246e-05 | -5.62e-05 | 1.5 | 13.34% | 92.7799
7 | 19 | 5 | 30 | 100 | 7.1875 | 0.007132 | 0 | -0.00047824 | -0.00239 | 1.5 | 13.34% | 92.8125
7 | 19 | 6 | 30 | 0 | 4.7789 | 0.022068 | 0 | -0.0010065 | -0.00503 | 1.5 | 13.34% | 4.7789
7 | 19 | 7 | 30 | 0 | 2.3075 | 0.057933 | 0 | -0.0013067 | -0.00653 | 1.5 | 13.34% | 2.3075
7 | 19 | 8 | 30 | 0 | 1.1066 | 0.10458 | 0 | -0.0011446 | -0.00572 | 1.5 | 13.34% | 1.1066
7 | 19 | 9 | 30 | 0 | 1.1747 | 0.13563 | 0 | -0.0015748 | -0.00787 | 1.5 | 13.34% | 1.1747
7 | 19 | 10 | 30 | 0 | 1.8224 | 0.14255 | 0 | -0.0025513 | -0.01275 | 1.5 | 13.34% | 1.8224
7 | 19 | 11 | 30 | 0 | 0.96926 | 0.17864 | 0 | -0.0017149 | -0.00857 | 1.5 | 13.34% | 0.96926
7 | 19 | 12 | 30 | 0 | 2.5914 | 0.13673 | 0 | -0.0034537 | -0.01726 | 1.5 | 13.34% | 2.5914
7 | 19 | 13 | 30 | 0 | 1.8804 | 0.14354 | 0 | -0.0026493 | -0.01324 | 1.5 | 13.34% | 1.8804
7 | 19 | 14 | 30 | 0 | 6.7381 | 0.051002 | 0 | -0.0032196 | -0.01609 | 1.5 | 13.34% | 6.7381
7 | 19 | 15 | 30 | 0 | 3.1872 | 0.082209 | 0 | -0.0025393 | -0.01269 | 1.5 | 13.34% | 3.1872
7 | 19 | 16 | 30 | 0 | 4.4713 | 0.049605 | 0 | -0.0021231 | -0.01061 | 1.5 | 13.34% | 4.4713
7 | 19 | 17 | 30 | 0 | 7.0924 | 0.014805 | 0 | -0.00098049 | -0.0049 | 1.5 | 13.34% | 7.0924
7 | 19 | 18 | 30 | 100 | 7.2113 | 0.008895 | 0 | -0.0005983 | -0.00299 | 1.5 | 13.34% | 92.7887
7 | 19 | 19 | 30 | 100 | 7.0325 | 0.000335 | 0 | -2.2011e-05 | -0.00011 | 1.5 | 13.34% | 92.9675
7 | 19 | 20 | 30 | 100 | 100 | 0 | 0 | 0 | 0 | 1.5 | 13.34% | 0
7 | 19 | 21 | 30 | 100 | 100 | 0 | 0 | 0 | 0 | 1.5 | 13.34% | 0
7 | 19 | 22 | 30 | 100 | 100 | 0 | 0 | 0 | 0 | 1.5 | 13.34% | 0
7 | 19 | 23 | 30 | 100 | 100 | 0 | 0 | 0 | 0 | 1.5 | 13.34% | 0
7 | 20 | 0 | 30 | 100 | 100 | 0 | 0 | 0 | 0 | 1.5 | 13.34% | 0
7 | 20 | 1 | 30 | 100 | 100 | 0 | 0 | 0 | 0 | 1.5 | 13.34% | 0
7 | 20 | 2 | 30 | 100 | 100 | 0 | 0 | 0 | 0 | 1.5 | 13.34% | 0
7 | 20 | 3 | 30 | 100 | 100 | 0 | 0 | 0 | 0 | 1.5 | 13.34% | 0
7 | 20 | 4 | 30 | 100 | 100 | 0 | 0 | 0 | 0 | 1.5 | 13.34% | 0
7 | 20 | 5 | 30 | 100 | 7.2026 | 0.006582 | 0 | -0.00044222 | -0.00221 | 1.5 | 13.34% | 92.7974
7 | 20 | 6 | 30 | 0 | 5.4152 | 0.022047 | 0 | -0.0011326 | -0.00566 | 1.5 | 13.34% | 5.4152
7 | 20 | 7 | 30 | 0 | 1.9029 | 0.060114 | 0 | -0.0011226 | -0.00561 | 1.5 | 13.34% | 1.9029
7 | 20 | 8 | 30 | 0 | 1.7801 | 0.094732 | 0 | -0.0016568 | -0.00828 | 1.5 | 13.34% | 1.7801
7 | 20 | 9 | 30 | 0 | 1.8971 | 0.1207 | 0 | -0.0022471 | -0.01123 | 1.5 | 13.34% | 1.8971
7 | 20 | 10 | 30 | 0 | 1.311 | 0.15525 | 0 | -0.002009 | -0.01004 | 1.5 | 13.34% | 1.311
7 | 20 | 11 | 30 | 0 | 2.4108 | 0.13983 | 0 | -0.0032916 | -0.01645 | 1.5 | 13.34% | 2.4108
7 | 20 | 12 | 30 | 0 | 1.6965 | 0.15773 | 0 | -0.0026313 | -0.01315 | 1.5 | 13.34% | 1.6965
7 | 20 | 13 | 30 | 0 | 0.89368 | 0.17056 | 0 | -0.0015108 | -0.00755 | 1.5 | 13.34% | 0.89368
7 | 20 | 14 | 30 | 0 | 5.0259 | 0.078612 | 0 | -0.0037619 | -0.0188 | 1.5 | 13.34% | 5.0259
7 | 20 | 15 | 30 | 0 | 6.7901 | 0.04066 | 0 | -0.0025853 | -0.01292 | 1.5 | 13.34% | 6.7901
7 | 20 | 16 | 30 | 0 | 5.0569 | 0.045977 | 0 | -0.0022131 | -0.01106 | 1.5 | 13.34% | 5.0569
7 | 20 | 17 | 30 | 0 | 7.1075 | 0.01369 | 0 | -0.00090845 | -0.00454 | 1.5 | 13.34% | 7.1075
7 | 20 | 18 | 30 | 100 | 7.1965 | 0.004769 | 0 | -0.00032016 | -0.0016 | 1.5 | 13.34% | 92.8035
7 | 20 | 19 | 30 | 100 | 7.0325 | 0.000335 | 0 | -2.2011e-05 | -0.00011 | 1.5 | 13.34% | 92.9675
7 | 20 | 20 | 30 | 100 | 100 | 0 | 0 | 0 | 0 | 1.5 | 13.34% | 0
7 | 20 | 21 | 30 | 100 | 100 | 0 | 0 | 0 | 0 | 1.5 | 13.34% | 0
7 | 20 | 22 | 30 | 100 | 100 | 0 | 0 | 0 | 0 | 1.5 | 13.34% | 0
7 | 20 | 23 | 30 | 100 | 100 | 0 | 0 | 0 | 0 | 1.5 | 13.34% | 0
7 | 21 | 0 | 30 | 100 | 100 | 0 | 0 | 0 | 0 | 1.5 | 13.34% | 0
7 | 21 | 1 | 30 | 100 | 100 | 0 | 0 | 0 | 0 | 1.5 | 13.34% | 0
7 | 21 | 2 | 30 | 100 | 100 | 0 | 0 | 0 | 0 | 1.5 | 13.34% | 0
7 | 21 | 3 | 30 | 100 | 100 | 0 | 0 | 0 | 0 | 1.5 | 13.34% | 0
7 | 21 | 4 | 30 | 100 | 100 | 0 | 0 | 0 | 0 | 1.5 | 13.34% | 0
7 | 21 | 5 | 30 | 100 | 7.2147 | 0.006869 | 0 | -0.00046223 | -0.00231 | 1.5 | 13.34% | 92.7853
7 | 21 | 6 | 30 | 0 | 7.0353 | 0.018479 | 0 | -0.0012146 | -0.00607 | 1.5 | 13.34% | 7.0353
7 | 21 | 7 | 30 | 0 | 4.5809 | 0.045545 | 0 | -0.001995 | -0.00997 | 1.5 | 13.34% | 4.5809
7 | 21 | 8 | 30 | 0 | 0.98301 | 0.10648 | 0 | -0.0010365 | -0.00518 | 1.5 | 13.34% | 0.98301
7 | 21 | 9 | 30 | 0 | 0.80635 | 0.14484 | 0 | -0.0011586 | -0.00579 | 1.5 | 13.34% | 0.80635
7 | 21 | 10 | 30 | 0 | 1.3166 | 0.15506 | 0 | -0.002015 | -0.01007 | 1.5 | 13.34% | 1.3166
7 | 21 | 11 | 30 | 0 | 2.5433 | 0.13691 | 0 | -0.0033957 | -0.01697 | 1.5 | 13.34% | 2.5433
7 | 21 | 12 | 30 | 0 | 3.7055 | 0.11542 | 0 | -0.0041241 | -0.02061 | 1.5 | 13.34% | 3.7055
7 | 21 | 13 | 30 | 0 | 6.517 | 0.070971 | 0 | -0.0043422 | -0.0217 | 1.5 | 13.34% | 6.517
7 | 21 | 14 | 30 | 0 | 4.0763 | 0.090224 | 0 | -0.0035338 | -0.01766 | 1.5 | 13.34% | 4.0763
7 | 21 | 15 | 30 | 0 | 4.3149 | 0.070337 | 0 | -0.0029095 | -0.01454 | 1.5 | 13.34% | 4.3149
7 | 21 | 16 | 30 | 0 | 4.1873 | 0.051083 | 0 | -0.002053 | -0.01026 | 1.5 | 13.34% | 4.1873
7 | 21 | 17 | 30 | 0 | 7.077 | 0.015592 | 0 | -0.0010305 | -0.00515 | 1.5 | 13.34% | 7.077
7 | 21 | 18 | 30 | 100 | 7.1939 | 0.007633 | 0 | -0.00051226 | -0.00256 | 1.5 | 13.34% | 92.8061
7 | 21 | 19 | 30 | 100 | 7.2201 | 0.000167 | 0 | -1.1246e-05 | -5.62e-05 | 1.5 | 13.34% | 92.7799
7 | 21 | 20 | 30 | 100 | 100 | 0 | 0 | 0 | 0 | 1.5 | 13.34% | 0
7 | 21 | 21 | 30 | 100 | 100 | 0 | 0 | 0 | 0 | 1.5 | 13.34% | 0
7 | 21 | 22 | 30 | 100 | 100 | 0 | 0 | 0 | 0 | 1.5 | 13.34% | 0
7 | 21 | 23 | 30 | 100 | 100 | 0 | 0 | 0 | 0 | 1.5 | 13.34% | 0
7 | 22 | 0 | 30 | 100 | 100 | 0 | 0 | 0 | 0 | 1.5 | 13.34% | 0
7 | 22 | 1 | 30 | 100 | 100 | 0 | 0 | 0 | 0 | 1.5 | 13.34% | 0
7 | 22 | 2 | 30 | 100 | 100 | 0 | 0 | 0 | 0 | 1.5 | 13.34% | 0
7 | 22 | 3 | 30 | 100 | 100 | 0 | 0 | 0 | 0 | 1.5 | 13.34% | 0
7 | 22 | 4 | 30 | 100 | 100 | 0 | 0 | 0 | 0 | 1.5 | 13.34% | 0
7 | 22 | 5 | 30 | 100 | 7.2033 | 0.005003 | 0 | -0.00033617 | -0.00168 | 1.5 | 13.34% | 92.7967
7 | 22 | 6 | 30 | 0 | 6.8256 | 0.019542 | 0 | -0.0012486 | -0.00624 | 1.5 | 13.34% | 6.8256
7 | 22 | 7 | 30 | 0 | 5.2292 | 0.041837 | 0 | -0.002079 | -0.01039 | 1.5 | 13.34% | 5.2292
7 | 22 | 8 | 30 | 0 | 5.368 | 0.057816 | 0 | -0.0029455 | -0.01472 | 1.5 | 13.34% | 5.368
7 | 22 | 9 | 30 | 0 | 6.7394 | 0.049471 | 0 | -0.0031236 | -0.01561 | 1.5 | 13.34% | 6.7394
7 | 22 | 10 | 30 | 0 | 5.0026 | 0.088158 | 0 | -0.0042001 | -0.02099 | 1.5 | 13.34% | 5.0026
7 | 22 | 11 | 30 | 0 | 2.5871 | 0.13592 | 0 | -0.0034277 | -0.01713 | 1.5 | 13.34% | 2.5871
7 | 22 | 12 | 30 | 0 | 4.2914 | 0.10572 | 0 | -0.0043502 | -0.02174 | 1.5 | 13.34% | 4.2914
7 | 22 | 13 | 30 | 0 | 6.904 | 0.045361 | 0 | -0.0029295 | -0.01464 | 1.5 | 13.34% | 6.904
7 | 22 | 14 | 30 | 0 | 6.9083 | 0.040411 | 0 | -0.0026113 | -0.01305 | 1.5 | 13.34% | 6.9083
7 | 22 | 15 | 30 | 0 | 6.9273 | 0.033234 | 0 | -0.0021531 | -0.01076 | 1.5 | 13.34% | 6.9273
7 | 22 | 16 | 30 | 0 | 6.9706 | 0.024351 | 0 | -0.0015868 | -0.00793 | 1.5 | 13.34% | 6.9706
7 | 22 | 17 | 30 | 0 | 7.0916 | 0.014323 | 0 | -0.00094847 | -0.00474 | 1.5 | 13.34% | 7.0916
7 | 22 | 18 | 30 | 100 | 7.2243 | 0.003653 | 0 | -0.00024612 | -0.00123 | 1.5 | 13.34% | 92.7757
7 | 22 | 19 | 30 | 100 | 7.2201 | 0.000167 | 0 | -1.1246e-05 | -5.62e-05 | 1.5 | 13.34% | 92.7799
7 | 22 | 20 | 30 | 100 | 100 | 0 | 0 | 0 | 0 | 1.5 | 13.34% | 0
7 | 22 | 21 | 30 | 100 | 100 | 0 | 0 | 0 | 0 | 1.5 | 13.34% | 0
7 | 22 | 22 | 30 | 100 | 100 | 0 | 0 | 0 | 0 | 1.5 | 13.34% | 0
7 | 22 | 23 | 30 | 100 | 100 | 0 | 0 | 0 | 0 | 1.5 | 13.34% | 0
7 | 23 | 0 | 30 | 100 | 100 | 0 | 0 | 0 | 0 | 1.5 | 13.34% | 0
7 | 23 | 1 | 30 | 100 | 100 | 0 | 0 | 0 | 0 | 1.5 | 13.34% | 0
7 | 23 | 2 | 30 | 100 | 100 | 0 | 0 | 0 | 0 | 1.5 | 13.34% | 0
7 | 23 | 3 | 30 | 100 | 100 | 0 | 0 | 0 | 0 | 1.5 | 13.34% | 0
7 | 23 | 4 | 30 | 100 | 100 | 0 | 0 | 0 | 0 | 1.5 | 13.34% | 0
7 | 23 | 5 | 30 | 100 | 7.2091 | 0.003928 | 0 | -0.00026413 | -0.00132 | 1.5 | 13.34% | 92.7909
7 | 23 | 6 | 30 | 0 | 7.2018 | 0.007506 | 0 | -0.00050425 | -0.00252 | 1.5 | 13.34% | 7.2018
7 | 23 | 7 | 30 | 0 | 7.1424 | 0.014378 | 0 | -0.00095848 | -0.00479 | 1.5 | 13.34% | 7.1424
7 | 23 | 8 | 30 | 0 | 6.9626 | 0.030187 | 0 | -0.001965 | -0.00982 | 1.5 | 13.34% | 6.9626
7 | 23 | 9 | 30 | 0 | 7.0303 | 0.031743 | 0 | -0.002085 | -0.01042 | 1.5 | 13.34% | 7.0303
7 | 23 | 10 | 30 | 0 | 7.1144 | 0.030368 | 0 | -0.002017 | -0.01008 | 1.5 | 13.34% | 7.1144
7 | 23 | 11 | 30 | 0 | 6.9164 | 0.046553 | 0 | -0.0030115 | -0.01505 | 1.5 | 13.34% | 6.9164
7 | 23 | 12 | 30 | 0 | 6.914 | 0.046723 | 0 | -0.0030215 | -0.0151 | 1.5 | 13.34% | 6.914
7 | 23 | 13 | 30 | 0 | 6.9173 | 0.044166 | 0 | -0.0028574 | -0.01428 | 1.5 | 13.34% | 6.9173
7 | 23 | 14 | 30 | 0 | 2.7813 | 0.1087 | 0 | -0.0029415 | -0.0147 | 1.5 | 13.34% | 2.7813
7 | 23 | 15 | 30 | 0 | 6.9529 | 0.03155 | 0 | -0.002051 | -0.01025 | 1.5 | 13.34% | 6.9529
7 | 23 | 16 | 30 | 0 | 7.0123 | 0.0222 | 0 | -0.0014547 | -0.00727 | 1.5 | 13.34% | 7.0123
7 | 23 | 17 | 30 | 0 | 7.1254 | 0.012244 | 0 | -0.00081441 | -0.00407 | 1.5 | 13.34% | 7.1254
7 | 23 | 18 | 30 | 100 | 7.1932 | 0.00659 | 0 | -0.00044222 | -0.00221 | 1.5 | 13.34% | 92.8068
7 | 23 | 19 | 30 | 100 | 7.2201 | 0.000167 | 0 | -1.1246e-05 | -5.62e-05 | 1.5 | 13.34% | 92.7799
7 | 23 | 20 | 30 | 100 | 100 | 0 | 0 | 0 | 0 | 1.5 | 13.34% | 0
7 | 23 | 21 | 30 | 100 | 100 | 0 | 0 | 0 | 0 | 1.5 | 13.34% | 0
7 | 23 | 22 | 30 | 100 | 100 | 0 | 0 | 0 | 0 | 1.5 | 13.34% | 0
7 | 23 | 23 | 30 | 100 | 100 | 0 | 0 | 0 | 0 | 1.5 | 13.34% | 0
7 | 24 | 0 | 30 | 100 | 100 | 0 | 0 | 0 | 0 | 1.5 | 13.34% | 0
7 | 24 | 1 | 30 | 100 | 100 | 0 | 0 | 0 | 0 | 1.5 | 13.34% | 0
7 | 24 | 2 | 30 | 100 | 100 | 0 | 0 | 0 | 0 | 1.5 | 13.34% | 0
7 | 24 | 3 | 30 | 100 | 100 | 0 | 0 | 0 | 0 | 1.5 | 13.34% | 0
7 | 24 | 4 | 30 | 100 | 100 | 0 | 0 | 0 | 0 | 1.5 | 13.34% | 0
7 | 24 | 5 | 30 | 100 | 7.2068 | 0.004078 | 0 | -0.00027414 | -0.00137 | 1.5 | 13.34% | 92.7932
7 | 24 | 6 | 30 | 0 | 7.1437 | 0.010414 | 0 | -0.00069435 | -0.00347 | 1.5 | 13.34% | 7.1437
7 | 24 | 7 | 30 | 0 | 4.3792 | 0.04612 | 0 | -0.001935 | -0.00967 | 1.5 | 13.34% | 4.3792
7 | 24 | 8 | 30 | 0 | 6.9616 | 0.029853 | 0 | -0.001943 | -0.00971 | 1.5 | 13.34% | 6.9616
7 | 24 | 9 | 30 | 0 | 6.9285 | 0.037861 | 0 | -0.0024532 | -0.01226 | 1.5 | 13.34% | 6.9285
7 | 24 | 10 | 30 | 0 | 6.9197 | 0.043317 | 0 | -0.0028034 | -0.01401 | 1.5 | 13.34% | 6.9197
7 | 24 | 11 | 30 | 0 | 6.9185 | 0.046385 | 0 | -0.0030015 | -0.015 | 1.5 | 13.34% | 6.9185
7 | 24 | 12 | 30 | 0 | 6.9161 | 0.046555 | 0 | -0.0030115 | -0.01505 | 1.5 | 13.34% | 6.9161
7 | 24 | 13 | 30 | 0 | 6.9194 | 0.043999 | 0 | -0.0028474 | -0.01423 | 1.5 | 13.34% | 6.9194
7 | 24 | 14 | 30 | 0 | 6.9278 | 0.038884 | 0 | -0.0025193 | -0.01259 | 1.5 | 13.34% | 6.9278
7 | 24 | 15 | 30 | 0 | 6.809 | 0.03933 | 0 | -0.0025073 | -0.01253 | 1.5 | 13.34% | 6.809
7 | 24 | 16 | 30 | 0 | 6.9002 | 0.027497 | 0 | -0.0017749 | -0.00887 | 1.5 | 13.34% | 6.9002
7 | 24 | 17 | 30 | 0 | 6.6793 | 0.02186 | 0 | -0.0013687 | -0.00684 | 1.5 | 13.34% | 6.6793
7 | 24 | 18 | 30 | 100 | 7.1936 | 0.00817 | 0 | -0.00054827 | -0.00274 | 1.5 | 13.34% | 92.8064
7 | 24 | 19 | 30 | 100 | 7.2201 | 0.000167 | 0 | -1.1246e-05 | -5.62e-05 | 1.5 | 13.34% | 92.7799
7 | 24 | 20 | 30 | 100 | 100 | 0 | 0 | 0 | 0 | 1.5 | 13.34% | 0
7 | 24 | 21 | 30 | 100 | 100 | 0 | 0 | 0 | 0 | 1.5 | 13.34% | 0
7 | 24 | 22 | 30 | 100 | 100 | 0 | 0 | 0 | 0 | 1.5 | 13.34% | 0
7 | 24 | 23 | 30 | 100 | 100 | 0 | 0 | 0 | 0 | 1.5 | 13.34% | 0
7 | 25 | 0 | 30 | 100 | 100 | 0 | 0 | 0 | 0 | 1.5 | 13.34% | 0
7 | 25 | 1 | 30 | 100 | 100 | 0 | 0 | 0 | 0 | 1.5 | 13.34% | 0
7 | 25 | 2 | 30 | 100 | 100 | 0 | 0 | 0 | 0 | 1.5 | 13.34% | 0
7 | 25 | 3 | 30 | 100 | 100 | 0 | 0 | 0 | 0 | 1.5 | 13.34% | 0
7 | 25 | 4 | 30 | 100 | 100 | 0 | 0 | 0 | 0 | 1.5 | 13.34% | 0
7 | 25 | 5 | 30 | 100 | 7.1975 | 0.005275 | 0 | -0.00035418 | -0.00177 | 1.5 | 13.34% | 92.8025
7 | 25 | 6 | 30 | 0 | 7.0455 | 0.017694 | 0 | -0.0011646 | -0.00582 | 1.5 | 13.34% | 7.0455
7 | 25 | 7 | 30 | 0 | 2.2151 | 0.057618 | 0 | -0.0012486 | -0.00624 | 1.5 | 13.34% | 2.2151
7 | 25 | 8 | 30 | 0 | 1.6147 | 0.096458 | 0 | -0.0015328 | -0.00766 | 1.5 | 13.34% | 1.6147
7 | 25 | 9 | 30 | 0 | 0.90883 | 0.14197 | 0 | -0.0012786 | -0.00639 | 1.5 | 13.34% | 0.90883
7 | 25 | 10 | 30 | 0 | 0.57919 | 0.19042 | 0 | -0.0010965 | -0.00548 | 1.5 | 13.34% | 0.57919
7 | 25 | 11 | 30 | 0 | 1.3975 | 0.16508 | 0 | -0.0022751 | -0.01137 | 1.5 | 13.34% | 1.3975
7 | 25 | 12 | 30 | 0 | 0.53344 | 0.20628 | 0 | -0.0010945 | -0.00547 | 1.5 | 13.34% | 0.53344
7 | 25 | 13 | 30 | 0 | 4.6627 | 0.093874 | 0 | -0.0041821 | -0.0209 | 1.5 | 13.34% | 4.6627
7 | 25 | 14 | 30 | 0 | 7.103 | 0.027849 | 0 | -0.0018469 | -0.00923 | 1.5 | 13.34% | 7.103
7 | 25 | 15 | 30 | 0 | 6.2551 | 0.052074 | 0 | -0.0030655 | -0.01532 | 1.5 | 13.34% | 6.2551
7 | 25 | 16 | 30 | 0 | 2.2232 | 0.062931 | 0 | -0.0013687 | -0.00684 | 1.5 | 13.34% | 2.2232
7 | 25 | 17 | 30 | 0 | 4.1995 | 0.026215 | 0 | -0.0010565 | -0.00528 | 1.5 | 13.34% | 4.1995
7 | 25 | 18 | 30 | 100 | 7.212 | 0.006574 | 0 | -0.00044222 | -0.00221 | 1.5 | 13.34% | 92.788
7 | 25 | 19 | 30 | 100 | 7.2201 | 0.000167 | 0 | -1.1246e-05 | -5.62e-05 | 1.5 | 13.34% | 92.7799
7 | 25 | 20 | 30 | 100 | 100 | 0 | 0 | 0 | 0 | 1.5 | 13.34% | 0
7 | 25 | 21 | 30 | 100 | 100 | 0 | 0 | 0 | 0 | 1.5 | 13.34% | 0
7 | 25 | 22 | 30 | 100 | 100 | 0 | 0 | 0 | 0 | 1.5 | 13.34% | 0
7 | 25 | 23 | 30 | 100 | 100 | 0 | 0 | 0 | 0 | 1.5 | 13.34% | 0
7 | 26 | 0 | 30 | 100 | 100 | 0 | 0 | 0 | 0 | 1.5 | 13.34% | 0
7 | 26 | 1 | 30 | 100 | 100 | 0 | 0 | 0 | 0 | 1.5 | 13.34% | 0
7 | 26 | 2 | 30 | 100 | 100 | 0 | 0 | 0 | 0 | 1.5 | 13.34% | 0
7 | 26 | 3 | 30 | 100 | 100 | 0 | 0 | 0 | 0 | 1.5 | 13.34% | 0
7 | 26 | 4 | 30 | 100 | 100 | 0 | 0 | 0 | 0 | 1.5 | 13.34% | 0
7 | 26 | 5 | 30 | 100 | 7.1963 | 0.006021 | 0 | -0.0004042 | -0.00202 | 1.5 | 13.34% | 92.8037
7 | 26 | 6 | 30 | 0 | 4.0268 | 0.020522 | 0 | -0.0007944 | -0.00397 | 1.5 | 13.34% | 4.0268
7 | 26 | 7 | 30 | 0 | 2.092 | 0.058201 | 0 | -0.0011926 | -0.00596 | 1.5 | 13.34% | 2.092
7 | 26 | 8 | 30 | 0 | 0.76289 | 0.11021 | 0 | -0.00083442 | -0.00417 | 1.5 | 13.34% | 0.76289
7 | 26 | 9 | 30 | 0 | 1.4435 | 0.12923 | 0 | -0.0018389 | -0.00919 | 1.5 | 13.34% | 1.4435
7 | 26 | 10 | 30 | 0 | 1.3972 | 0.15277 | 0 | -0.0021051 | -0.01052 | 1.5 | 13.34% | 1.3972
7 | 26 | 11 | 30 | 0 | 1.7051 | 0.15647 | 0 | -0.0026233 | -0.01311 | 1.5 | 13.34% | 1.7051
7 | 26 | 12 | 30 | 0 | 6.6866 | 0.061618 | 0 | -0.0038619 | -0.0193 | 1.5 | 13.34% | 6.6866
7 | 26 | 13 | 30 | 0 | 4.1568 | 0.10108 | 0 | -0.004034 | -0.02016 | 1.5 | 13.34% | 4.1568
7 | 26 | 14 | 30 | 0 | 6.9231 | 0.039063 | 0 | -0.0025293 | -0.01264 | 1.5 | 13.34% | 6.9231
7 | 26 | 15 | 30 | 0 | 6.7984 | 0.039513 | 0 | -0.0025153 | -0.01257 | 1.5 | 13.34% | 6.7984
7 | 26 | 16 | 30 | 0 | 5.9732 | 0.039477 | 0 | -0.0022251 | -0.01112 | 1.5 | 13.34% | 5.9732
7 | 26 | 17 | 30 | 0 | 4.9954 | 0.025445 | 0 | -0.0012106 | -0.00605 | 1.5 | 13.34% | 4.9954
7 | 26 | 18 | 30 | 100 | 7.203 | 0.007892 | 0 | -0.00053027 | -0.00265 | 1.5 | 13.34% | 92.797
7 | 26 | 19 | 30 | 100 | 7.2201 | 0.000167 | 0 | -1.1246e-05 | -5.62e-05 | 1.5 | 13.34% | 92.7799
7 | 26 | 20 | 30 | 100 | 100 | 0 | 0 | 0 | 0 | 1.5 | 13.34% | 0
7 | 26 | 21 | 30 | 100 | 100 | 0 | 0 | 0 | 0 | 1.5 | 13.34% | 0
7 | 26 | 22 | 30 | 100 | 100 | 0 | 0 | 0 | 0 | 1.5 | 13.34% | 0
7 | 26 | 23 | 30 | 100 | 100 | 0 | 0 | 0 | 0 | 1.5 | 13.34% | 0
7 | 27 | 0 | 30 | 100 | 100 | 0 | 0 | 0 | 0 | 1.5 | 13.34% | 0
7 | 27 | 1 | 30 | 100 | 100 | 0 | 0 | 0 | 0 | 1.5 | 13.34% | 0
7 | 27 | 2 | 30 | 100 | 100 | 0 | 0 | 0 | 0 | 1.5 | 13.34% | 0
7 | 27 | 3 | 30 | 100 | 100 | 0 | 0 | 0 | 0 | 1.5 | 13.34% | 0
7 | 27 | 4 | 30 | 100 | 100 | 0 | 0 | 0 | 0 | 1.5 | 13.34% | 0
7 | 27 | 5 | 30 | 100 | 7.194 | 0.005665 | 0 | -0.00038019 | -0.0019 | 1.5 | 13.34% | 92.806
7 | 27 | 6 | 30 | 0 | 3.5847 | 0.020064 | 0 | -0.00069435 | -0.00347 | 1.5 | 13.34% | 3.5847
7 | 27 | 7 | 30 | 0 | 1.1953 | 0.063868 | 0 | -0.00075438 | -0.00377 | 1.5 | 13.34% | 1.1953
7 | 27 | 8 | 30 | 0 | 0.89235 | 0.10769 | 0 | -0.00095248 | -0.00476 | 1.5 | 13.34% | 0.89235
7 | 27 | 9 | 30 | 0 | 0.73952 | 0.14665 | 0 | -0.0010765 | -0.00538 | 1.5 | 13.34% | 0.73952
7 | 27 | 10 | 30 | 0 | 0.73276 | 0.1733 | 0 | -0.0012606 | -0.0063 | 1.5 | 13.34% | 0.73276
7 | 27 | 11 | 30 | 0 | 2.7356 | 0.13241 | 0 | -0.0035258 | -0.01762 | 1.5 | 13.34% | 2.7356
7 | 27 | 12 | 30 | 0 | 0.52702 | 0.20382 | 0 | -0.0010685 | -0.00534 | 1.5 | 13.34% | 0.52702
7 | 27 | 13 | 30 | 0 | 2.0374 | 0.1396 | 0 | -0.0027874 | -0.01393 | 1.5 | 13.34% | 2.0374
7 | 27 | 14 | 30 | 0 | 1.6695 | 0.12856 | 0 | -0.0021111 | -0.01055 | 1.5 | 13.34% | 1.6695
7 | 27 | 15 | 30 | 0 | 1.0618 | 0.11065 | 0 | -0.0011626 | -0.00581 | 1.5 | 13.34% | 1.0618
7 | 27 | 16 | 30 | 0 | 1.2662 | 0.069935 | 0 | -0.00087444 | -0.00437 | 1.5 | 13.34% | 1.2662
7 | 27 | 17 | 30 | 0 | 3.2617 | 0.02629 | 0 | -0.00083041 | -0.00415 | 1.5 | 13.34% | 3.2617
7 | 27 | 18 | 30 | 100 | 7.218 | 0.006985 | 0 | -0.00047023 | -0.00235 | 1.5 | 13.34% | 92.782
7 | 27 | 19 | 30 | 100 | 7.2201 | 0.000167 | 0 | -1.1246e-05 | -5.62e-05 | 1.5 | 13.34% | 92.7799
7 | 27 | 20 | 30 | 100 | 100 | 0 | 0 | 0 | 0 | 1.5 | 13.34% | 0
7 | 27 | 21 | 30 | 100 | 100 | 0 | 0 | 0 | 0 | 1.5 | 13.34% | 0
7 | 27 | 22 | 30 | 100 | 100 | 0 | 0 | 0 | 0 | 1.5 | 13.34% | 0
7 | 27 | 23 | 30 | 100 | 100 | 0 | 0 | 0 | 0 | 1.5 | 13.34% | 0
7 | 28 | 0 | 30 | 100 | 100 | 0 | 0 | 0 | 0 | 1.5 | 13.34% | 0
7 | 28 | 1 | 30 | 100 | 100 | 0 | 0 | 0 | 0 | 1.5 | 13.34% | 0
7 | 28 | 2 | 30 | 100 | 100 | 0 | 0 | 0 | 0 | 1.5 | 13.34% | 0
7 | 28 | 3 | 30 | 100 | 100 | 0 | 0 | 0 | 0 | 1.5 | 13.34% | 0
7 | 28 | 4 | 30 | 100 | 100 | 0 | 0 | 0 | 0 | 1.5 | 13.34% | 0
7 | 28 | 5 | 30 | 100 | 7.2114 | 0.005801 | 0 | -0.00039019 | -0.00195 | 1.5 | 13.34% | 92.7886
7 | 28 | 6 | 30 | 0 | 4.1181 | 0.020287 | 0 | -0.0008024 | -0.00401 | 1.5 | 13.34% | 4.1181
7 | 28 | 7 | 30 | 0 | 1.3499 | 0.062649 | 0 | -0.00083442 | -0.00417 | 1.5 | 13.34% | 1.3499
7 | 28 | 8 | 30 | 0 | 0.74467 | 0.11045 | 0 | -0.00081641 | -0.00408 | 1.5 | 13.34% | 0.74467
7 | 28 | 9 | 30 | 0 | 0.54787 | 0.15277 | 0 | -0.00083242 | -0.00416 | 1.5 | 13.34% | 0.54787
7 | 28 | 10 | 30 | 0 | 0.47217 | 0.18394 | 0 | -0.00086443 | -0.00432 | 1.5 | 13.34% | 0.47217
7 | 28 | 11 | 30 | 0 | 0.52331 | 0.20026 | 0 | -0.0010425 | -0.00521 | 1.5 | 13.34% | 0.52331
7 | 28 | 12 | 30 | 0 | 0.52087 | 0.20158 | 0 | -0.0010445 | -0.00522 | 1.5 | 13.34% | 0.52087
7 | 28 | 13 | 30 | 0 | 0.53017 | 0.18478 | 0 | -0.00097449 | -0.00487 | 1.5 | 13.34% | 0.53017
7 | 28 | 14 | 30 | 0 | 0.81879 | 0.14931 | 0 | -0.0012126 | -0.00606 | 1.5 | 13.34% | 0.81879
7 | 28 | 15 | 30 | 0 | 1.0203 | 0.11134 | 0 | -0.0011246 | -0.00562 | 1.5 | 13.34% | 1.0203
7 | 28 | 16 | 30 | 0 | 1.6416 | 0.06678 | 0 | -0.0010785 | -0.00539 | 1.5 | 13.34% | 1.6416
7 | 28 | 17 | 30 | 0 | 3.7368 | 0.025997 | 0 | -0.00093647 | -0.00468 | 1.5 | 13.34% | 3.7368
7 | 28 | 18 | 30 | 100 | 7.1965 | 0.00769 | 0 | -0.00051626 | -0.00258 | 1.5 | 13.34% | 92.8035
7 | 28 | 19 | 30 | 100 | 100 | 0 | 0 | 0 | 0 | 1.5 | 13.34% | 0
7 | 28 | 20 | 30 | 100 | 100 | 0 | 0 | 0 | 0 | 1.5 | 13.34% | 0
7 | 28 | 21 | 30 | 100 | 100 | 0 | 0 | 0 | 0 | 1.5 | 13.34% | 0
7 | 28 | 22 | 30 | 100 | 100 | 0 | 0 | 0 | 0 | 1.5 | 13.34% | 0
7 | 28 | 23 | 30 | 100 | 100 | 0 | 0 | 0 | 0 | 1.5 | 13.34% | 0
7 | 29 | 0 | 30 | 100 | 100 | 0 | 0 | 0 | 0 | 1.5 | 13.34% | 0
7 | 29 | 1 | 30 | 100 | 100 | 0 | 0 | 0 | 0 | 1.5 | 13.34% | 0
7 | 29 | 2 | 30 | 100 | 100 | 0 | 0 | 0 | 0 | 1.5 | 13.34% | 0
7 | 29 | 3 | 30 | 100 | 100 | 0 | 0 | 0 | 0 | 1.5 | 13.34% | 0
7 | 29 | 4 | 30 | 100 | 100 | 0 | 0 | 0 | 0 | 1.5 | 13.34% | 0
7 | 29 | 5 | 30 | 100 | 7.1913 | 0.005667 | 0 | -0.00038019 | -0.0019 | 1.5 | 13.34% | 92.8087
7 | 29 | 6 | 30 | 0 | 4.2402 | 0.020218 | 0 | -0.00082241 | -0.00411 | 1.5 | 13.34% | 4.2402
7 | 29 | 7 | 30 | 0 | 1.3679 | 0.062426 | 0 | -0.00084242 | -0.00421 | 1.5 | 13.34% | 1.3679
7 | 29 | 8 | 30 | 0 | 0.74501 | 0.1104 | 0 | -0.00081641 | -0.00408 | 1.5 | 13.34% | 0.74501
7 | 29 | 9 | 30 | 0 | 0.54926 | 0.15275 | 0 | -0.00083442 | -0.00417 | 1.5 | 13.34% | 0.54926
7 | 29 | 10 | 30 | 0 | 0.47439 | 0.18393 | 0 | -0.00086843 | -0.00434 | 1.5 | 13.34% | 0.47439
7 | 29 | 11 | 30 | 0 | 0.52379 | 0.20046 | 0 | -0.0010445 | -0.00522 | 1.5 | 13.34% | 0.52379
7 | 29 | 12 | 30 | 0 | 0.64242 | 0.19279 | 0 | -0.0012306 | -0.00615 | 1.5 | 13.34% | 0.64242
7 | 29 | 13 | 30 | 0 | 0.47422 | 0.18739 | 0 | -0.00088444 | -0.00442 | 1.5 | 13.34% | 0.47422
7 | 29 | 14 | 30 | 0 | 0.98892 | 0.14447 | 0 | -0.0014147 | -0.00707 | 1.5 | 13.34% | 0.98892
7 | 29 | 15 | 30 | 0 | 1.1068 | 0.10968 | 0 | -0.0012006 | -0.006 | 1.5 | 13.34% | 1.1068
7 | 29 | 16 | 30 | 0 | 1.6416 | 0.066657 | 0 | -0.0010765 | -0.00538 | 1.5 | 13.34% | 1.6416
7 | 29 | 17 | 30 | 0 | 4.5808 | 0.025354 | 0 | -0.0011106 | -0.00555 | 1.5 | 13.34% | 4.5808
7 | 29 | 18 | 30 | 100 | 7.2008 | 0.007507 | 0 | -0.00050425 | -0.00252 | 1.5 | 13.34% | 92.7992
7 | 29 | 19 | 30 | 100 | 100 | 0 | 0 | 0 | 0 | 1.5 | 13.34% | 0
7 | 29 | 20 | 30 | 100 | 100 | 0 | 0 | 0 | 0 | 1.5 | 13.34% | 0
7 | 29 | 21 | 30 | 100 | 100 | 0 | 0 | 0 | 0 | 1.5 | 13.34% | 0
7 | 29 | 22 | 30 | 100 | 100 | 0 | 0 | 0 | 0 | 1.5 | 13.34% | 0
7 | 29 | 23 | 30 | 100 | 100 | 0 | 0 | 0 | 0 | 1.5 | 13.34% | 0
7 | 30 | 0 | 30 | 100 | 100 | 0 | 0 | 0 | 0 | 1.5 | 13.34% | 0
7 | 30 | 1 | 30 | 100 | 100 | 0 | 0 | 0 | 0 | 1.5 | 13.34% | 0
7 | 30 | 2 | 30 | 100 | 100 | 0 | 0 | 0 | 0 | 1.5 | 13.34% | 0
7 | 30 | 3 | 30 | 100 | 100 | 0 | 0 | 0 | 0 | 1.5 | 13.34% | 0
7 | 30 | 4 | 30 | 100 | 100 | 0 | 0 | 0 | 0 | 1.5 | 13.34% | 0
7 | 30 | 5 | 30 | 100 | 7.2202 | 0.005527 | 0 | -0.00037219 | -0.00186 | 1.5 | 13.34% | 92.7798
7 | 30 | 6 | 30 | 0 | 4.626 | 0.020275 | 0 | -0.00089645 | -0.00448 | 1.5 | 13.34% | 4.626
7 | 30 | 7 | 30 | 0 | 1.5507 | 0.061066 | 0 | -0.00093247 | -0.00466 | 1.5 | 13.34% | 1.5507
7 | 30 | 8 | 30 | 0 | 2.6144 | 0.083331 | 0 | -0.0021231 | -0.01061 | 1.5 | 13.34% | 2.6144
7 | 30 | 9 | 30 | 0 | 0.54934 | 0.15273 | 0 | -0.00083442 | -0.00417 | 1.5 | 13.34% | 0.54934
7 | 30 | 10 | 30 | 0 | 1.9016 | 0.14004 | 0 | -0.0026133 | -0.01306 | 1.5 | 13.34% | 1.9016
7 | 30 | 11 | 30 | 0 | 0.53339 | 0.20517 | 0 | -0.0010885 | -0.00544 | 1.5 | 13.34% | 0.53339
7 | 30 | 12 | 30 | 0 | 2.1581 | 0.14568 | 0 | -0.0030775 | -0.01538 | 1.5 | 13.34% | 2.1581
7 | 30 | 13 | 30 | 0 | 1.9362 | 0.14169 | 0 | -0.0026913 | -0.01345 | 1.5 | 13.34% | 1.9362
7 | 30 | 14 | 30 | 0 | 1.7561 | 0.1265 | 0 | -0.0021831 | -0.01091 | 1.5 | 13.34% | 1.7561
7 | 30 | 15 | 30 | 0 | 6.8361 | 0.036995 | 0 | -0.0023672 | -0.01183 | 1.5 | 13.34% | 6.8361
7 | 30 | 16 | 30 | 0 | 5.7874 | 0.039978 | 0 | -0.0021871 | -0.01093 | 1.5 | 13.34% | 5.7874
7 | 30 | 17 | 30 | 0 | 5.7321 | 0.023659 | 0 | -0.0012826 | -0.00641 | 1.5 | 13.34% | 5.7321
7 | 30 | 18 | 30 | 100 | 7.1964 | 0.007094 | 0 | -0.00047624 | -0.00238 | 1.5 | 13.34% | 92.8036
7 | 30 | 19 | 30 | 100 | 100 | 0 | 0 | 0 | 0 | 1.5 | 13.34% | 0
7 | 30 | 20 | 30 | 100 | 100 | 0 | 0 | 0 | 0 | 1.5 | 13.34% | 0
7 | 30 | 21 | 30 | 100 | 100 | 0 | 0 | 0 | 0 | 1.5 | 13.34% | 0
7 | 30 | 22 | 30 | 100 | 100 | 0 | 0 | 0 | 0 | 1.5 | 13.34% | 0
7 | 30 | 23 | 30 | 100 | 100 | 0 | 0 | 0 | 0 | 1.5 | 13.34% | 0
7 | 31 | 0 | 30 | 100 | 100 | 0 | 0 | 0 | 0 | 1.5 | 13.34% | 0
7 | 31 | 1 | 30 | 100 | 100 | 0 | 0 | 0 | 0 | 1.5 | 13.34% | 0
7 | 31 | 2 | 30 | 100 | 100 | 0 | 0 | 0 | 0 | 1.5 | 13.34% | 0
7 | 31 | 3 | 30 | 100 | 100 | 0 | 0 | 0 | 0 | 1.5 | 13.34% | 0
7 | 31 | 4 | 30 | 100 | 100 | 0 | 0 | 0 | 0 | 1.5 | 13.34% | 0
7 | 31 | 5 | 30 | 100 | 7.1844 | 0.005284 | 0 | -0.00035418 | -0.00177 | 1.5 | 13.34% | 92.8156
7 | 31 | 6 | 30 | 0 | 3.9302 | 0.019737 | 0 | -0.00074637 | -0.00373 | 1.5 | 13.34% | 3.9302
7 | 31 | 7 | 30 | 0 | 1.2572 | 0.063013 | 0 | -0.00078239 | -0.00391 | 1.5 | 13.34% | 1.2572
7 | 31 | 8 | 30 | 0 | 0.71783 | 0.1109 | 0 | -0.0007904 | -0.00395 | 1.5 | 13.34% | 0.71783
7 | 31 | 9 | 30 | 0 | 0.5385 | 0.15317 | 0 | -0.00082041 | -0.0041 | 1.5 | 13.34% | 0.5385
7 | 31 | 10 | 30 | 0 | 0.69628 | 0.17479 | 0 | -0.0012086 | -0.00604 | 1.5 | 13.34% | 0.69628
7 | 31 | 11 | 30 | 0 | 0.86751 | 0.18264 | 0 | -0.0015708 | -0.00785 | 1.5 | 13.34% | 0.86751
7 | 31 | 12 | 30 | 0 | 0.51726 | 0.1987 | 0 | -0.0010225 | -0.00511 | 1.5 | 13.34% | 0.51726
7 | 31 | 13 | 30 | 0 | 0.9068 | 0.17034 | 0 | -0.0015308 | -0.00765 | 1.5 | 13.34% | 0.9068
7 | 31 | 14 | 30 | 0 | 1.4704 | 0.13256 | 0 | -0.001921 | -0.0096 | 1.5 | 13.34% | 1.4704
7 | 31 | 15 | 30 | 0 | 4.2204 | 0.069772 | 0 | -0.0028254 | -0.01412 | 1.5 | 13.34% | 4.2204
7 | 31 | 16 | 30 | 0 | 2.4199 | 0.060723 | 0 | -0.0014347 | -0.00717 | 1.5 | 13.34% | 2.4199
7 | 31 | 17 | 30 | 0 | 5.0485 | 0.024524 | 0 | -0.0011786 | -0.00589 | 1.5 | 13.34% | 5.0485
7 | 31 | 18 | 30 | 100 | 7.2176 | 0.007134 | 0 | -0.00048024 | -0.0024 | 1.5 | 13.34% | 92.7824
7 | 31 | 19 | 30 | 100 | 100 | 0 | 0 | 0 | 0 | 1.5 | 13.34% | 0
7 | 31 | 20 | 30 | 100 | 100 | 0 | 0 | 0 | 0 | 1.5 | 13.34% | 0
7 | 31 | 21 | 30 | 100 | 100 | 0 | 0 | 0 | 0 | 1.5 | 13.34% | 0
7 | 31 | 22 | 30 | 100 | 100 | 0 | 0 | 0 | 0 | 1.5 | 13.34% | 0
7 | 31 | 23 | 30 | 100 | 100 | 0 | 0 | 0 | 0 | 1.5 | 13.34% | 0
8 | 1 | 0 | 30 | 100 | 100 | 0 | 0 | 0 | 0 | 1.5 | 13.34% | 0
8 | 1 | 1 | 30 | 100 | 100 | 0 | 0 | 0 | 0 | 1.5 | 13.34% | 0
8 | 1 | 2 | 30 | 100 | 100 | 0 | 0 | 0 | 0 | 1.5 | 13.34% | 0
8 | 1 | 3 | 30 | 100 | 100 | 0 | 0 | 0 | 0 | 1.5 | 13.34% | 0
8 | 1 | 4 | 30 | 100 | 100 | 0 | 0 | 0 | 0 | 1.5 | 13.34% | 0
8 | 1 | 5 | 30 | 100 | 100 | 0 | 0 | 0 | 0 | 1.5 | 13.34% | 0
8 | 1 | 6 | 30 | 0 | 5.1751 | 0.02013 | 0 | -0.0009905 | -0.00495 | 1.5 | 13.34% | 5.1751
8 | 1 | 7 | 30 | 0 | 6.9787 | 0.02184 | 0 | -0.0014247 | -0.00712 | 1.5 | 13.34% | 6.9787
8 | 1 | 8 | 30 | 0 | 6.8446 | 0.034953 | 0 | -0.0022391 | -0.01119 | 1.5 | 13.34% | 6.8446
8 | 1 | 9 | 30 | 0 | 1.6134 | 0.12527 | 0 | -0.001989 | -0.00994 | 1.5 | 13.34% | 1.6134
8 | 1 | 10 | 30 | 0 | 0.90196 | 0.16744 | 0 | -0.0014967 | -0.00748 | 1.5 | 13.34% | 0.90196
8 | 1 | 11 | 30 | 0 | 0.51596 | 0.19764 | 0 | -0.0010145 | -0.00507 | 1.5 | 13.34% | 0.51596
8 | 1 | 12 | 30 | 0 | 0.61972 | 0.19396 | 0 | -0.0011946 | -0.00597 | 1.5 | 13.34% | 0.61972
8 | 1 | 13 | 30 | 0 | 0.70551 | 0.17766 | 0 | -0.0012446 | -0.00622 | 1.5 | 13.34% | 0.70551
8 | 1 | 14 | 30 | 0 | 6.5274 | 0.060676 | 0 | -0.0037179 | -0.01858 | 1.5 | 13.34% | 6.5274
8 | 1 | 15 | 30 | 0 | 7.1911 | 0.016912 | 0 | -0.0011346 | -0.00567 | 1.5 | 13.34% | 7.1911
8 | 1 | 16 | 30 | 0 | 6.8215 | 0.029674 | 0 | -0.0018949 | -0.00947 | 1.5 | 13.34% | 6.8215
8 | 1 | 17 | 30 | 0 | 2.7204 | 0.025614 | 0 | -0.00067834 | -0.00339 | 1.5 | 13.34% | 2.7204
8 | 1 | 18 | 30 | 100 | 7.2111 | 0.006545 | 0 | -0.00044022 | -0.0022 | 1.5 | 13.34% | 92.7889
8 | 1 | 19 | 30 | 100 | 100 | 0 | 0 | 0 | 0 | 1.5 | 13.34% | 0
8 | 1 | 20 | 30 | 100 | 100 | 0 | 0 | 0 | 0 | 1.5 | 13.34% | 0
8 | 1 | 21 | 30 | 100 | 100 | 0 | 0 | 0 | 0 | 1.5 | 13.34% | 0
8 | 1 | 22 | 30 | 100 | 100 | 0 | 0 | 0 | 0 | 1.5 | 13.34% | 0
8 | 1 | 23 | 30 | 100 | 100 | 0 | 0 | 0 | 0 | 1.5 | 13.34% | 0
8 | 2 | 0 | 30 | 100 | 100 | 0 | 0 | 0 | 0 | 1.5 | 13.34% | 0
8 | 2 | 1 | 30 | 100 | 100 | 0 | 0 | 0 | 0 | 1.5 | 13.34% | 0
8 | 2 | 2 | 30 | 100 | 100 | 0 | 0 | 0 | 0 | 1.5 | 13.34% | 0
8 | 2 | 3 | 30 | 100 | 100 | 0 | 0 | 0 | 0 | 1.5 | 13.34% | 0
8 | 2 | 4 | 30 | 100 | 100 | 0 | 0 | 0 | 0 | 1.5 | 13.34% | 0
8 | 2 | 5 | 30 | 100 | 100 | 0 | 0 | 0 | 0 | 1.5 | 13.34% | 0
8 | 2 | 6 | 30 | 0 | 2.8214 | 0.018741 | 0 | -0.00051426 | -0.00257 | 1.5 | 13.34% | 2.8214
8 | 2 | 7 | 30 | 0 | 0.98292 | 0.064963 | 0 | -0.00063232 | -0.00316 | 1.5 | 13.34% | 0.98292
8 | 2 | 8 | 30 | 0 | 0.55153 | 0.11455 | 0 | -0.00062831 | -0.00314 | 1.5 | 13.34% | 0.55153
8 | 2 | 9 | 30 | 0 | 0.43076 | 0.15722 | 0 | -0.00067434 | -0.00337 | 1.5 | 13.34% | 0.43076
8 | 2 | 10 | 30 | 0 | 0.4687 | 0.18444 | 0 | -0.00086043 | -0.0043 | 1.5 | 13.34% | 0.4687
8 | 2 | 11 | 30 | 0 | 0.52333 | 0.20179 | 0 | -0.0010505 | -0.00525 | 1.5 | 13.34% | 0.52333
8 | 2 | 12 | 30 | 0 | 0.5167 | 0.20125 | 0 | -0.0010345 | -0.00517 | 1.5 | 13.34% | 0.5167
8 | 2 | 13 | 30 | 0 | 0.49332 | 0.18669 | 0 | -0.00091646 | -0.00458 | 1.5 | 13.34% | 0.49332
8 | 2 | 14 | 30 | 0 | 7.1906 | 0.021268 | 0 | -0.0014267 | -0.00713 | 1.5 | 13.34% | 7.1906
8 | 2 | 15 | 30 | 0 | 7.1676 | 0.017921 | 0 | -0.0011986 | -0.00599 | 1.5 | 13.34% | 7.1676
8 | 2 | 16 | 30 | 0 | 7.1938 | 0.011718 | 0 | -0.00078639 | -0.00393 | 1.5 | 13.34% | 7.1938
8 | 2 | 17 | 30 | 0 | 7.0326 | 0.016019 | 0 | -0.0010525 | -0.00526 | 1.5 | 13.34% | 7.0326
8 | 2 | 18 | 30 | 100 | 7.2169 | 0.006332 | 0 | -0.00042621 | -0.00213 | 1.5 | 13.34% | 92.7831
8 | 2 | 19 | 30 | 100 | 100 | 0 | 0 | 0 | 0 | 1.5 | 13.34% | 0
8 | 2 | 20 | 30 | 100 | 100 | 0 | 0 | 0 | 0 | 1.5 | 13.34% | 0
8 | 2 | 21 | 30 | 100 | 100 | 0 | 0 | 0 | 0 | 1.5 | 13.34% | 0
8 | 2 | 22 | 30 | 100 | 100 | 0 | 0 | 0 | 0 | 1.5 | 13.34% | 0
8 | 2 | 23 | 30 | 100 | 100 | 0 | 0 | 0 | 0 | 1.5 | 13.34% | 0
8 | 3 | 0 | 30 | 100 | 100 | 0 | 0 | 0 | 0 | 1.5 | 13.34% | 0
8 | 3 | 1 | 30 | 100 | 100 | 0 | 0 | 0 | 0 | 1.5 | 13.34% | 0
8 | 3 | 2 | 30 | 100 | 100 | 0 | 0 | 0 | 0 | 1.5 | 13.34% | 0
8 | 3 | 3 | 30 | 100 | 100 | 0 | 0 | 0 | 0 | 1.5 | 13.34% | 0
8 | 3 | 4 | 30 | 100 | 100 | 0 | 0 | 0 | 0 | 1.5 | 13.34% | 0
8 | 3 | 5 | 30 | 100 | 100 | 0 | 0 | 0 | 0 | 1.5 | 13.34% | 0
8 | 3 | 6 | 30 | 0 | 2.6719 | 0.018531 | 0 | -0.00048224 | -0.00241 | 1.5 | 13.34% | 2.6719
8 | 3 | 7 | 30 | 0 | 0.73962 | 0.067046 | 0 | -0.00049225 | -0.00246 | 1.5 | 13.34% | 0.73962
8 | 3 | 8 | 30 | 0 | 0.53376 | 0.11495 | 0 | -0.00061031 | -0.00305 | 1.5 | 13.34% | 0.53376
8 | 3 | 9 | 30 | 0 | 0.57166 | 0.15208 | 0 | -0.00086443 | -0.00432 | 1.5 | 13.34% | 0.57166
8 | 3 | 10 | 30 | 0 | 0.56118 | 0.18036 | 0 | -0.0010065 | -0.00503 | 1.5 | 13.34% | 0.56118
8 | 3 | 11 | 30 | 0 | 0.49798 | 0.19868 | 0 | -0.00098449 | -0.00492 | 1.5 | 13.34% | 0.49798
8 | 3 | 12 | 30 | 0 | 0.47976 | 0.20074 | 0 | -0.00095848 | -0.00479 | 1.5 | 13.34% | 0.47976
8 | 3 | 13 | 30 | 0 | 0.48333 | 0.1872 | 0 | -0.00090045 | -0.0045 | 1.5 | 13.34% | 0.48333
8 | 3 | 14 | 30 | 0 | 0.46945 | 0.16102 | 0 | -0.00075238 | -0.00376 | 1.5 | 13.34% | 0.46945
8 | 3 | 15 | 30 | 0 | 0.62489 | 0.11922 | 0 | -0.00074037 | -0.0037 | 1.5 | 13.34% | 0.62489
8 | 3 | 16 | 30 | 0 | 0.98826 | 0.071567 | 0 | -0.00070035 | -0.0035 | 1.5 | 13.34% | 0.98826
8 | 3 | 17 | 30 | 0 | 2.8158 | 0.025207 | 0 | -0.00069034 | -0.00345 | 1.5 | 13.34% | 2.8158
8 | 3 | 18 | 30 | 100 | 7.1981 | 0.006109 | 0 | -0.00041021 | -0.00205 | 1.5 | 13.34% | 92.8019
8 | 3 | 19 | 30 | 100 | 100 | 0 | 0 | 0 | 0 | 1.5 | 13.34% | 0
8 | 3 | 20 | 30 | 100 | 100 | 0 | 0 | 0 | 0 | 1.5 | 13.34% | 0
8 | 3 | 21 | 30 | 100 | 100 | 0 | 0 | 0 | 0 | 1.5 | 13.34% | 0
8 | 3 | 22 | 30 | 100 | 100 | 0 | 0 | 0 | 0 | 1.5 | 13.34% | 0
8 | 3 | 23 | 30 | 100 | 100 | 0 | 0 | 0 | 0 | 1.5 | 13.34% | 0
8 | 4 | 0 | 30 | 100 | 100 | 0 | 0 | 0 | 0 | 1.5 | 13.34% | 0
8 | 4 | 1 | 30 | 100 | 100 | 0 | 0 | 0 | 0 | 1.5 | 13.34% | 0
8 | 4 | 2 | 30 | 100 | 100 | 0 | 0 | 0 | 0 | 1.5 | 13.34% | 0
8 | 4 | 3 | 30 | 100 | 100 | 0 | 0 | 0 | 0 | 1.5 | 13.34% | 0
8 | 4 | 4 | 30 | 100 | 100 | 0 | 0 | 0 | 0 | 1.5 | 13.34% | 0
8 | 4 | 5 | 30 | 100 | 100 | 0 | 0 | 0 | 0 | 1.5 | 13.34% | 0
8 | 4 | 6 | 30 | 0 | 2.5184 | 0.018328 | 0 | -0.00045022 | -0.00225 | 1.5 | 13.34% | 2.5184
8 | 4 | 7 | 30 | 0 | 1.2428 | 0.062756 | 0 | -0.00077039 | -0.00385 | 1.5 | 13.34% | 1.2428
8 | 4 | 8 | 30 | 0 | 0.74221 | 0.11027 | 0 | -0.00081241 | -0.00406 | 1.5 | 13.34% | 0.74221
8 | 4 | 9 | 30 | 0 | 0.68918 | 0.14822 | 0 | -0.0010145 | -0.00507 | 1.5 | 13.34% | 0.68918
8 | 4 | 10 | 30 | 0 | 0.86321 | 0.16881 | 0 | -0.0014447 | -0.00722 | 1.5 | 13.34% | 0.86321
8 | 4 | 11 | 30 | 0 | 0.51884 | 0.19771 | 0 | -0.0010205 | -0.0051 | 1.5 | 13.34% | 0.51884
8 | 4 | 12 | 30 | 0 | 0.51554 | 0.20092 | 0 | -0.0010305 | -0.00515 | 1.5 | 13.34% | 0.51554
8 | 4 | 13 | 30 | 0 | 0.5528 | 0.18963 | 0 | -0.0010425 | -0.00521 | 1.5 | 13.34% | 0.5528
8 | 4 | 14 | 30 | 0 | 2.9847 | 0.10384 | 0 | -0.0030095 | -0.01504 | 1.5 | 13.34% | 2.9847
8 | 4 | 15 | 30 | 0 | 1.0964 | 0.10923 | 0 | -0.0011846 | -0.00592 | 1.5 | 13.34% | 1.0964
8 | 4 | 16 | 30 | 0 | 6.7944 | 0.030351 | 0 | -0.001931 | -0.00965 | 1.5 | 13.34% | 6.7944
8 | 4 | 17 | 30 | 0 | 7.179 | 0.007349 | 0 | -0.00049225 | -0.00246 | 1.5 | 13.34% | 7.179
8 | 4 | 18 | 30 | 100 | 7.2147 | 0.006304 | 0 | -0.00042421 | -0.00212 | 1.5 | 13.34% | 92.7853
8 | 4 | 19 | 30 | 100 | 100 | 0 | 0 | 0 | 0 | 1.5 | 13.34% | 0
8 | 4 | 20 | 30 | 100 | 100 | 0 | 0 | 0 | 0 | 1.5 | 13.34% | 0
8 | 4 | 21 | 30 | 100 | 100 | 0 | 0 | 0 | 0 | 1.5 | 13.34% | 0
8 | 4 | 22 | 30 | 100 | 100 | 0 | 0 | 0 | 0 | 1.5 | 13.34% | 0
8 | 4 | 23 | 30 | 100 | 100 | 0 | 0 | 0 | 0 | 1.5 | 13.34% | 0
8 | 5 | 0 | 30 | 100 | 100 | 0 | 0 | 0 | 0 | 1.5 | 13.34% | 0
8 | 5 | 1 | 30 | 100 | 100 | 0 | 0 | 0 | 0 | 1.5 | 13.34% | 0
8 | 5 | 2 | 30 | 100 | 100 | 0 | 0 | 0 | 0 | 1.5 | 13.34% | 0
8 | 5 | 3 | 30 | 100 | 100 | 0 | 0 | 0 | 0 | 1.5 | 13.34% | 0
8 | 5 | 4 | 30 | 100 | 100 | 0 | 0 | 0 | 0 | 1.5 | 13.34% | 0
8 | 5 | 5 | 30 | 100 | 100 | 0 | 0 | 0 | 0 | 1.5 | 13.34% | 0
8 | 5 | 6 | 30 | 0 | 3.4778 | 0.018814 | 0 | -0.00063232 | -0.00316 | 1.5 | 13.34% | 3.4778
8 | 5 | 7 | 30 | 0 | 1.5743 | 0.060293 | 0 | -0.00093447 | -0.00467 | 1.5 | 13.34% | 1.5743
8 | 5 | 8 | 30 | 0 | 0.77915 | 0.10948 | 0 | -0.00084642 | -0.00423 | 1.5 | 13.34% | 0.77915
8 | 5 | 9 | 30 | 0 | 0.76407 | 0.14593 | 0 | -0.0011066 | -0.00553 | 1.5 | 13.34% | 0.76407
8 | 5 | 10 | 30 | 0 | 0.64521 | 0.17698 | 0 | -0.0011346 | -0.00567 | 1.5 | 13.34% | 0.64521
8 | 5 | 11 | 30 | 0 | 0.60981 | 0.19346 | 0 | -0.0011726 | -0.00586 | 1.5 | 13.34% | 0.60981
8 | 5 | 12 | 30 | 0 | 0.58289 | 0.19578 | 0 | -0.0011346 | -0.00567 | 1.5 | 13.34% | 0.58289
8 | 5 | 13 | 30 | 0 | 0.55711 | 0.18384 | 0 | -0.0010185 | -0.00509 | 1.5 | 13.34% | 0.55711
8 | 5 | 14 | 30 | 0 | 0.55061 | 0.15786 | 0 | -0.00086443 | -0.00432 | 1.5 | 13.34% | 0.55061
8 | 5 | 15 | 30 | 0 | 0.63394 | 0.1188 | 0 | -0.00074837 | -0.00374 | 1.5 | 13.34% | 0.63394
8 | 5 | 16 | 30 | 0 | 1.0003 | 0.071117 | 0 | -0.00070435 | -0.00352 | 1.5 | 13.34% | 1.0003
8 | 5 | 17 | 30 | 0 | 3.0537 | 0.024715 | 0 | -0.00073237 | -0.00366 | 1.5 | 13.34% | 3.0537
8 | 5 | 18 | 30 | 100 | 7.1909 | 0.006234 | 0 | -0.00041821 | -0.00209 | 1.5 | 13.34% | 92.8091
8 | 5 | 19 | 30 | 100 | 100 | 0 | 0 | 0 | 0 | 1.5 | 13.34% | 0
8 | 5 | 20 | 30 | 100 | 100 | 0 | 0 | 0 | 0 | 1.5 | 13.34% | 0
8 | 5 | 21 | 30 | 100 | 100 | 0 | 0 | 0 | 0 | 1.5 | 13.34% | 0
8 | 5 | 22 | 30 | 100 | 100 | 0 | 0 | 0 | 0 | 1.5 | 13.34% | 0
8 | 5 | 23 | 30 | 100 | 100 | 0 | 0 | 0 | 0 | 1.5 | 13.34% | 0
8 | 6 | 0 | 30 | 100 | 100 | 0 | 0 | 0 | 0 | 1.5 | 13.34% | 0
8 | 6 | 1 | 30 | 100 | 100 | 0 | 0 | 0 | 0 | 1.5 | 13.34% | 0
8 | 6 | 2 | 30 | 100 | 100 | 0 | 0 | 0 | 0 | 1.5 | 13.34% | 0
8 | 6 | 3 | 30 | 100 | 100 | 0 | 0 | 0 | 0 | 1.5 | 13.34% | 0
8 | 6 | 4 | 30 | 100 | 100 | 0 | 0 | 0 | 0 | 1.5 | 13.34% | 0
8 | 6 | 5 | 30 | 100 | 100 | 0 | 0 | 0 | 0 | 1.5 | 13.34% | 0
8 | 6 | 6 | 30 | 0 | 5.5637 | 0.019287 | 0 | -0.0010165 | -0.00508 | 1.5 | 13.34% | 5.5637
8 | 6 | 7 | 30 | 0 | 1.8078 | 0.058599 | 0 | -0.0010405 | -0.0052 | 1.5 | 13.34% | 1.8078
8 | 6 | 8 | 30 | 0 | 1.3393 | 0.099474 | 0 | -0.0013147 | -0.00657 | 1.5 | 13.34% | 1.3393
8 | 6 | 9 | 30 | 0 | 0.79413 | 0.14502 | 0 | -0.0011426 | -0.00571 | 1.5 | 13.34% | 0.79413
8 | 6 | 10 | 30 | 0 | 1.0684 | 0.16203 | 0 | -0.0017129 | -0.00856 | 1.5 | 13.34% | 1.0684
8 | 6 | 11 | 30 | 0 | 0.81553 | 0.18478 | 0 | -0.0014947 | -0.00747 | 1.5 | 13.34% | 0.81553
8 | 6 | 12 | 30 | 0 | 0.70258 | 0.19044 | 0 | -0.0013287 | -0.00664 | 1.5 | 13.34% | 0.70258
8 | 6 | 13 | 30 | 0 | 0.67995 | 0.17866 | 0 | -0.0012066 | -0.00603 | 1.5 | 13.34% | 0.67995
8 | 6 | 14 | 30 | 0 | 0.73136 | 0.15158 | 0 | -0.0011006 | -0.0055 | 1.5 | 13.34% | 0.73136
8 | 6 | 15 | 30 | 0 | 6.8564 | 0.034834 | 0 | -0.0022351 | -0.01117 | 1.5 | 13.34% | 6.8564
8 | 6 | 16 | 30 | 0 | 7.1938 | 0.011718 | 0 | -0.00078639 | -0.00393 | 1.5 | 13.34% | 7.1938
8 | 6 | 17 | 30 | 0 | 7.2007 | 0.006524 | 0 | -0.00043822 | -0.00219 | 1.5 | 13.34% | 7.2007
8 | 6 | 18 | 30 | 100 | 7.1978 | 0.00599 | 0 | -0.0004022 | -0.00201 | 1.5 | 13.34% | 92.8022
8 | 6 | 19 | 30 | 100 | 100 | 0 | 0 | 0 | 0 | 1.5 | 13.34% | 0
8 | 6 | 20 | 30 | 100 | 100 | 0 | 0 | 0 | 0 | 1.5 | 13.34% | 0
8 | 6 | 21 | 30 | 100 | 100 | 0 | 0 | 0 | 0 | 1.5 | 13.34% | 0
8 | 6 | 22 | 30 | 100 | 100 | 0 | 0 | 0 | 0 | 1.5 | 13.34% | 0
8 | 6 | 23 | 30 | 100 | 100 | 0 | 0 | 0 | 0 | 1.5 | 13.34% | 0
8 | 7 | 0 | 30 | 100 | 100 | 0 | 0 | 0 | 0 | 1.5 | 13.34% | 0
8 | 7 | 1 | 30 | 100 | 100 | 0 | 0 | 0 | 0 | 1.5 | 13.34% | 0
8 | 7 | 2 | 30 | 100 | 100 | 0 | 0 | 0 | 0 | 1.5 | 13.34% | 0
8 | 7 | 3 | 30 | 100 | 100 | 0 | 0 | 0 | 0 | 1.5 | 13.34% | 0
8 | 7 | 4 | 30 | 100 | 100 | 0 | 0 | 0 | 0 | 1.5 | 13.34% | 0
8 | 7 | 5 | 30 | 100 | 100 | 0 | 0 | 0 | 0 | 1.5 | 13.34% | 0
8 | 7 | 6 | 30 | 0 | 3.6011 | 0.018652 | 0 | -0.00064832 | -0.00324 | 1.5 | 13.34% | 3.6011
8 | 7 | 7 | 30 | 0 | 0.87808 | 0.065517 | 0 | -0.00057029 | -0.00285 | 1.5 | 13.34% | 0.87808
8 | 7 | 8 | 30 | 0 | 0.92929 | 0.10649 | 0 | -0.00098049 | -0.0049 | 1.5 | 13.34% | 0.92929
8 | 7 | 9 | 30 | 0 | 0.51223 | 0.15431 | 0 | -0.00078639 | -0.00393 | 1.5 | 13.34% | 0.51223
8 | 7 | 10 | 30 | 0 | 0.55599 | 0.18493 | 0 | -0.0010225 | -0.00511 | 1.5 | 13.34% | 0.55599
8 | 7 | 11 | 30 | 0 | 0.62167 | 0.19303 | 0 | -0.0011926 | -0.00596 | 1.5 | 13.34% | 0.62167
8 | 7 | 12 | 30 | 0 | 0.51407 | 0.2011 | 0 | -0.0010285 | -0.00514 | 1.5 | 13.34% | 0.51407
8 | 7 | 13 | 30 | 0 | 0.56605 | 0.18344 | 0 | -0.0010325 | -0.00516 | 1.5 | 13.34% | 0.56605
8 | 7 | 14 | 30 | 0 | 5.7214 | 0.067886 | 0 | -0.0036738 | -0.01836 | 1.5 | 13.34% | 5.7214
8 | 7 | 15 | 30 | 0 | 1.2143 | 0.10658 | 0 | -0.0012786 | -0.00639 | 1.5 | 13.34% | 1.2143
8 | 7 | 16 | 30 | 0 | 1.082 | 0.069914 | 0 | -0.00074837 | -0.00374 | 1.5 | 13.34% | 1.082
8 | 7 | 17 | 30 | 0 | 2.6927 | 0.024344 | 0 | -0.00063832 | -0.00319 | 1.5 | 13.34% | 2.6927
8 | 7 | 18 | 30 | 100 | 7.2114 | 0.005801 | 0 | -0.00039019 | -0.00195 | 1.5 | 13.34% | 92.7886
8 | 7 | 19 | 30 | 100 | 100 | 0 | 0 | 0 | 0 | 1.5 | 13.34% | 0
8 | 7 | 20 | 30 | 100 | 100 | 0 | 0 | 0 | 0 | 1.5 | 13.34% | 0
8 | 7 | 21 | 30 | 100 | 100 | 0 | 0 | 0 | 0 | 1.5 | 13.34% | 0
8 | 7 | 22 | 30 | 100 | 100 | 0 | 0 | 0 | 0 | 1.5 | 13.34% | 0
8 | 7 | 23 | 30 | 100 | 100 | 0 | 0 | 0 | 0 | 1.5 | 13.34% | 0
8 | 8 | 0 | 30 | 100 | 100 | 0 | 0 | 0 | 0 | 1.5 | 13.34% | 0
8 | 8 | 1 | 30 | 100 | 100 | 0 | 0 | 0 | 0 | 1.5 | 13.34% | 0
8 | 8 | 2 | 30 | 100 | 100 | 0 | 0 | 0 | 0 | 1.5 | 13.34% | 0
8 | 8 | 3 | 30 | 100 | 100 | 0 | 0 | 0 | 0 | 1.5 | 13.34% | 0
8 | 8 | 4 | 30 | 100 | 100 | 0 | 0 | 0 | 0 | 1.5 | 13.34% | 0
8 | 8 | 5 | 30 | 100 | 100 | 0 | 0 | 0 | 0 | 1.5 | 13.34% | 0
8 | 8 | 6 | 30 | 0 | 3.4423 | 0.01846 | 0 | -0.00061431 | -0.00307 | 1.5 | 13.34% | 3.4423
8 | 8 | 7 | 30 | 0 | 0.93585 | 0.064961 | 0 | -0.0006023 | -0.00301 | 1.5 | 13.34% | 0.93585
8 | 8 | 8 | 30 | 0 | 0.65183 | 0.11216 | 0 | -0.00072636 | -0.00363 | 1.5 | 13.34% | 0.65183
8 | 8 | 9 | 30 | 0 | 0.66635 | 0.14903 | 0 | -0.00098649 | -0.00493 | 1.5 | 13.34% | 0.66635
8 | 8 | 10 | 30 | 0 | 0.89278 | 0.16779 | 0 | -0.0014847 | -0.00742 | 1.5 | 13.34% | 0.89278
8 | 8 | 11 | 30 | 0 | 0.86824 | 0.18272 | 0 | -0.0015728 | -0.00786 | 1.5 | 13.34% | 0.86824
8 | 8 | 12 | 30 | 0 | 0.51848 | 0.19901 | 0 | -0.0010265 | -0.00513 | 1.5 | 13.34% | 0.51848
8 | 8 | 13 | 30 | 0 | 0.68847 | 0.17822 | 0 | -0.0012186 | -0.00609 | 1.5 | 13.34% | 0.68847
8 | 8 | 14 | 30 | 0 | 0.57969 | 0.15658 | 0 | -0.00090245 | -0.00451 | 1.5 | 13.34% | 0.57969
8 | 8 | 15 | 30 | 0 | 0.93257 | 0.11175 | 0 | -0.0010325 | -0.00516 | 1.5 | 13.34% | 0.93257
8 | 8 | 16 | 30 | 0 | 1.1313 | 0.069228 | 0 | -0.00077439 | -0.00387 | 1.5 | 13.34% | 1.1313
8 | 8 | 17 | 30 | 0 | 2.8221 | 0.024059 | 0 | -0.00066033 | -0.0033 | 1.5 | 13.34% | 2.8221
8 | 8 | 18 | 30 | 100 | 7.1696 | 0.002004 | 0 | -0.00013407 | -0.00067 | 1.5 | 13.34% | 92.8304
8 | 8 | 19 | 30 | 100 | 100 | 0 | 0 | 0 | 0 | 1.5 | 13.34% | 0
8 | 8 | 20 | 30 | 100 | 100 | 0 | 0 | 0 | 0 | 1.5 | 13.34% | 0
8 | 8 | 21 | 30 | 100 | 100 | 0 | 0 | 0 | 0 | 1.5 | 13.34% | 0
8 | 8 | 22 | 30 | 100 | 100 | 0 | 0 | 0 | 0 | 1.5 | 13.34% | 0
8 | 8 | 23 | 30 | 100 | 100 | 0 | 0 | 0 | 0 | 1.5 | 13.34% | 0
8 | 9 | 0 | 30 | 100 | 100 | 0 | 0 | 0 | 0 | 1.5 | 13.34% | 0
8 | 9 | 1 | 30 | 100 | 100 | 0 | 0 | 0 | 0 | 1.5 | 13.34% | 0
8 | 9 | 2 | 30 | 100 | 100 | 0 | 0 | 0 | 0 | 1.5 | 13.34% | 0
8 | 9 | 3 | 30 | 100 | 100 | 0 | 0 | 0 | 0 | 1.5 | 13.34% | 0
8 | 9 | 4 | 30 | 100 | 100 | 0 | 0 | 0 | 0 | 1.5 | 13.34% | 0
8 | 9 | 5 | 30 | 100 | 100 | 0 | 0 | 0 | 0 | 1.5 | 13.34% | 0
8 | 9 | 6 | 30 | 0 | 7.1768 | 0.008128 | 0 | -0.00054427 | -0.00272 | 1.5 | 13.34% | 7.1768
8 | 9 | 7 | 30 | 0 | 7.1686 | 0.011547 | 0 | -0.00077239 | -0.00386 | 1.5 | 13.34% | 7.1686
8 | 9 | 8 | 30 | 0 | 7.1733 | 0.016413 | 0 | -0.0010985 | -0.00549 | 1.5 | 13.34% | 7.1733
8 | 9 | 9 | 30 | 0 | 7.1943 | 0.020095 | 0 | -0.0013487 | -0.00674 | 1.5 | 13.34% | 7.1943
8 | 9 | 10 | 30 | 0 | 7.1879 | 0.023782 | 0 | -0.0015948 | -0.00797 | 1.5 | 13.34% | 7.1879
8 | 9 | 11 | 30 | 0 | 7.0959 | 0.032586 | 0 | -0.0021591 | -0.01079 | 1.5 | 13.34% | 7.0959
8 | 9 | 12 | 30 | 0 | 6.8721 | 0.047518 | 0 | -0.0030555 | -0.01527 | 1.5 | 13.34% | 6.8721
8 | 9 | 13 | 30 | 0 | 7.0629 | 0.032607 | 0 | -0.0021511 | -0.01075 | 1.5 | 13.34% | 7.0629
8 | 9 | 14 | 30 | 0 | 4.9125 | 0.076536 | 0 | -0.0035838 | -0.01791 | 1.5 | 13.34% | 4.9125
8 | 9 | 15 | 30 | 0 | 6.8696 | 0.044266 | 0 | -0.0028454 | -0.01422 | 1.5 | 13.34% | 6.8696
8 | 9 | 16 | 30 | 0 | 5.5926 | 0.038914 | 0 | -0.002061 | -0.0103 | 1.5 | 13.34% | 5.5926
8 | 9 | 17 | 30 | 0 | 7.0648 | 0.013464 | 0 | -0.00088844 | -0.00444 | 1.5 | 13.34% | 7.0648
8 | 9 | 18 | 30 | 100 | 7.2611 | 0.001005 | 0 | -6.8034e-05 | -0.00034 | 1.5 | 13.34% | 92.7389
8 | 9 | 19 | 30 | 100 | 100 | 0 | 0 | 0 | 0 | 1.5 | 13.34% | 0
8 | 9 | 20 | 30 | 100 | 100 | 0 | 0 | 0 | 0 | 1.5 | 13.34% | 0
8 | 9 | 21 | 30 | 100 | 100 | 0 | 0 | 0 | 0 | 1.5 | 13.34% | 0
8 | 9 | 22 | 30 | 100 | 100 | 0 | 0 | 0 | 0 | 1.5 | 13.34% | 0
8 | 9 | 23 | 30 | 100 | 100 | 0 | 0 | 0 | 0 | 1.5 | 13.34% | 0
8 | 10 | 0 | 30 | 100 | 100 | 0 | 0 | 0 | 0 | 1.5 | 13.34% | 0
8 | 10 | 1 | 30 | 100 | 100 | 0 | 0 | 0 | 0 | 1.5 | 13.34% | 0
8 | 10 | 2 | 30 | 100 | 100 | 0 | 0 | 0 | 0 | 1.5 | 13.34% | 0
8 | 10 | 3 | 30 | 100 | 100 | 0 | 0 | 0 | 0 | 1.5 | 13.34% | 0
8 | 10 | 4 | 30 | 100 | 100 | 0 | 0 | 0 | 0 | 1.5 | 13.34% | 0
8 | 10 | 5 | 30 | 100 | 100 | 0 | 0 | 0 | 0 | 1.5 | 13.34% | 0
8 | 10 | 6 | 30 | 0 | 7.1883 | 0.00552 | 0 | -0.00037018 | -0.00185 | 1.5 | 13.34% | 7.1883
8 | 10 | 7 | 30 | 0 | 7.1686 | 0.011547 | 0 | -0.00077239 | -0.00386 | 1.5 | 13.34% | 7.1686
8 | 10 | 8 | 30 | 0 | 6.991 | 0.026367 | 0 | -0.0017229 | -0.00861 | 1.5 | 13.34% | 6.991
8 | 10 | 9 | 30 | 0 | 1.5442 | 0.12606 | 0 | -0.001917 | -0.00958 | 1.5 | 13.34% | 1.5442
8 | 10 | 10 | 30 | 0 | 0.82056 | 0.17038 | 0 | -0.0013867 | -0.00693 | 1.5 | 13.34% | 0.82056
8 | 10 | 11 | 30 | 0 | 0.72486 | 0.18852 | 0 | -0.0013567 | -0.00678 | 1.5 | 13.34% | 0.72486
8 | 10 | 12 | 30 | 0 | 4.9996 | 0.092159 | 0 | -0.0043882 | -0.02193 | 1.5 | 13.34% | 4.9996
8 | 10 | 13 | 30 | 0 | 5.9651 | 0.074327 | 0 | -0.0041841 | -0.02091 | 1.5 | 13.34% | 5.9651
8 | 10 | 14 | 30 | 0 | 0.82971 | 0.14809 | 0 | -0.0012186 | -0.00609 | 1.5 | 13.34% | 0.82971
8 | 10 | 15 | 30 | 0 | 2.8114 | 0.082835 | 0 | -0.0022651 | -0.01132 | 1.5 | 13.34% | 2.8114
8 | 10 | 16 | 30 | 0 | 7.1858 | 0.011551 | 0 | -0.00077439 | -0.00387 | 1.5 | 13.34% | 7.1858
8 | 10 | 17 | 30 | 0 | 7.1901 | 0.006354 | 0 | -0.00042621 | -0.00213 | 1.5 | 13.34% | 7.1901
8 | 10 | 18 | 30 | 100 | 7.1889 | 0.004177 | 0 | -0.00028014 | -0.0014 | 1.5 | 13.34% | 92.8111
8 | 10 | 19 | 30 | 100 | 100 | 0 | 0 | 0 | 0 | 1.5 | 13.34% | 0
8 | 10 | 20 | 30 | 100 | 100 | 0 | 0 | 0 | 0 | 1.5 | 13.34% | 0
8 | 10 | 21 | 30 | 100 | 100 | 0 | 0 | 0 | 0 | 1.5 | 13.34% | 0
8 | 10 | 22 | 30 | 100 | 100 | 0 | 0 | 0 | 0 | 1.5 | 13.34% | 0
8 | 10 | 23 | 30 | 100 | 100 | 0 | 0 | 0 | 0 | 1.5 | 13.34% | 0
8 | 11 | 0 | 30 | 100 | 100 | 0 | 0 | 0 | 0 | 1.5 | 13.34% | 0
8 | 11 | 1 | 30 | 100 | 100 | 0 | 0 | 0 | 0 | 1.5 | 13.34% | 0
8 | 11 | 2 | 30 | 100 | 100 | 0 | 0 | 0 | 0 | 1.5 | 13.34% | 0
8 | 11 | 3 | 30 | 100 | 100 | 0 | 0 | 0 | 0 | 1.5 | 13.34% | 0
8 | 11 | 4 | 30 | 100 | 100 | 0 | 0 | 0 | 0 | 1.5 | 13.34% | 0
8 | 11 | 5 | 30 | 100 | 100 | 0 | 0 | 0 | 0 | 1.5 | 13.34% | 0
8 | 11 | 6 | 30 | 0 | 6.612 | 0.016971 | 0 | -0.0010525 | -0.00526 | 1.5 | 13.34% | 6.612
8 | 11 | 7 | 30 | 0 | 1.401 | 0.060974 | 0 | -0.00084242 | -0.00421 | 1.5 | 13.34% | 1.401
8 | 11 | 8 | 30 | 0 | 0.69826 | 0.1111 | 0 | -0.00077039 | -0.00385 | 1.5 | 13.34% | 0.69826
8 | 11 | 9 | 30 | 0 | 0.53266 | 0.15371 | 0 | -0.00081441 | -0.00407 | 1.5 | 13.34% | 0.53266
8 | 11 | 10 | 30 | 0 | 0.53657 | 0.18184 | 0 | -0.00097048 | -0.00485 | 1.5 | 13.34% | 0.53657
8 | 11 | 11 | 30 | 0 | 0.50597 | 0.19874 | 0 | -0.0010005 | -0.005 | 1.5 | 13.34% | 0.50597
8 | 11 | 12 | 30 | 0 | 0.61038 | 0.1946 | 0 | -0.0011806 | -0.0059 | 1.5 | 13.34% | 0.61038
8 | 11 | 13 | 30 | 0 | 0.54491 | 0.18424 | 0 | -0.0009985 | -0.00499 | 1.5 | 13.34% | 0.54491
8 | 11 | 14 | 30 | 0 | 1.4966 | 0.13041 | 0 | -0.001923 | -0.00961 | 1.5 | 13.34% | 1.4966
8 | 11 | 15 | 30 | 0 | 1.2263 | 0.10555 | 0 | -0.0012786 | -0.00639 | 1.5 | 13.34% | 1.2263
8 | 11 | 16 | 30 | 0 | 1.9775 | 0.061398 | 0 | -0.0011906 | -0.00595 | 1.5 | 13.34% | 1.9775
8 | 11 | 17 | 30 | 0 | 4.706 | 0.022305 | 0 | -0.0010025 | -0.00501 | 1.5 | 13.34% | 4.706
8 | 11 | 18 | 30 | 100 | 7.1953 | 0.005038 | 0 | -0.00033817 | -0.00169 | 1.5 | 13.34% | 92.8047
8 | 11 | 19 | 30 | 100 | 100 | 0 | 0 | 0 | 0 | 1.5 | 13.34% | 0
8 | 11 | 20 | 30 | 100 | 100 | 0 | 0 | 0 | 0 | 1.5 | 13.34% | 0
8 | 11 | 21 | 30 | 100 | 100 | 0 | 0 | 0 | 0 | 1.5 | 13.34% | 0
8 | 11 | 22 | 30 | 100 | 100 | 0 | 0 | 0 | 0 | 1.5 | 13.34% | 0
8 | 11 | 23 | 30 | 100 | 100 | 0 | 0 | 0 | 0 | 1.5 | 13.34% | 0
8 | 12 | 0 | 30 | 100 | 100 | 0 | 0 | 0 | 0 | 1.5 | 13.34% | 0
8 | 12 | 1 | 30 | 100 | 100 | 0 | 0 | 0 | 0 | 1.5 | 13.34% | 0
8 | 12 | 2 | 30 | 100 | 100 | 0 | 0 | 0 | 0 | 1.5 | 13.34% | 0
8 | 12 | 3 | 30 | 100 | 100 | 0 | 0 | 0 | 0 | 1.5 | 13.34% | 0
8 | 12 | 4 | 30 | 100 | 100 | 0 | 0 | 0 | 0 | 1.5 | 13.34% | 0
8 | 12 | 5 | 30 | 100 | 100 | 0 | 0 | 0 | 0 | 1.5 | 13.34% | 0
8 | 12 | 6 | 30 | 0 | 2.78 | 0.017755 | 0 | -0.00048024 | -0.0024 | 1.5 | 13.34% | 2.78
8 | 12 | 7 | 30 | 0 | 1.2106 | 0.062402 | 0 | -0.00074637 | -0.00373 | 1.5 | 13.34% | 1.2106
8 | 12 | 8 | 30 | 0 | 0.80028 | 0.10888 | 0 | -0.00086443 | -0.00432 | 1.5 | 13.34% | 0.80028
8 | 12 | 9 | 30 | 0 | 0.74218 | 0.14667 | 0 | -0.0010805 | -0.0054 | 1.5 | 13.34% | 0.74218
8 | 12 | 10 | 30 | 0 | 0.59351 | 0.17941 | 0 | -0.0010585 | -0.00529 | 1.5 | 13.34% | 0.59351
8 | 12 | 11 | 30 | 0 | 0.46523 | 0.20093 | 0 | -0.00093046 | -0.00465 | 1.5 | 13.34% | 0.46523
8 | 12 | 12 | 30 | 0 | 0.53245 | 0.19835 | 0 | -0.0010505 | -0.00525 | 1.5 | 13.34% | 0.53245
8 | 12 | 13 | 30 | 0 | 0.49742 | 0.18637 | 0 | -0.00092246 | -0.00461 | 1.5 | 13.34% | 0.49742
8 | 12 | 14 | 30 | 0 | 0.66111 | 0.15325 | 0 | -0.0010065 | -0.00503 | 1.5 | 13.34% | 0.66111
8 | 12 | 15 | 30 | 0 | 0.88547 | 0.11194 | 0 | -0.00098249 | -0.00491 | 1.5 | 13.34% | 0.88547
8 | 12 | 16 | 30 | 0 | 2.255 | 0.059071 | 0 | -0.0013027 | -0.00651 | 1.5 | 13.34% | 2.255
8 | 12 | 17 | 30 | 0 | 3.2782 | 0.022821 | 0 | -0.00072436 | -0.00362 | 1.5 | 13.34% | 3.2782
8 | 12 | 18 | 30 | 100 | 7.2131 | 0.004848 | 0 | -0.00032616 | -0.00163 | 1.5 | 13.34% | 92.7869
8 | 12 | 19 | 30 | 100 | 100 | 0 | 0 | 0 | 0 | 1.5 | 13.34% | 0
8 | 12 | 20 | 30 | 100 | 100 | 0 | 0 | 0 | 0 | 1.5 | 13.34% | 0
8 | 12 | 21 | 30 | 100 | 100 | 0 | 0 | 0 | 0 | 1.5 | 13.34% | 0
8 | 12 | 22 | 30 | 100 | 100 | 0 | 0 | 0 | 0 | 1.5 | 13.34% | 0
8 | 12 | 23 | 30 | 100 | 100 | 0 | 0 | 0 | 0 | 1.5 | 13.34% | 0
8 | 13 | 0 | 30 | 100 | 100 | 0 | 0 | 0 | 0 | 1.5 | 13.34% | 0
8 | 13 | 1 | 30 | 100 | 100 | 0 | 0 | 0 | 0 | 1.5 | 13.34% | 0
8 | 13 | 2 | 30 | 100 | 100 | 0 | 0 | 0 | 0 | 1.5 | 13.34% | 0
8 | 13 | 3 | 30 | 100 | 100 | 0 | 0 | 0 | 0 | 1.5 | 13.34% | 0
8 | 13 | 4 | 30 | 100 | 100 | 0 | 0 | 0 | 0 | 1.5 | 13.34% | 0
8 | 13 | 5 | 30 | 100 | 100 | 0 | 0 | 0 | 0 | 1.5 | 13.34% | 0
8 | 13 | 6 | 30 | 0 | 2.6012 | 0.017601 | 0 | -0.00044622 | -0.00223 | 1.5 | 13.34% | 2.6012
8 | 13 | 7 | 30 | 0 | 4.4555 | 0.04208 | 0 | -0.0017949 | -0.00897 | 1.5 | 13.34% | 4.4555
8 | 13 | 8 | 30 | 0 | 0.83809 | 0.1081 | 0 | -0.00089845 | -0.00449 | 1.5 | 13.34% | 0.83809
8 | 13 | 9 | 30 | 0 | 0.77044 | 0.14578 | 0 | -0.0011146 | -0.00557 | 1.5 | 13.34% | 0.77044
8 | 13 | 10 | 30 | 0 | 0.69029 | 0.17542 | 0 | -0.0012026 | -0.00601 | 1.5 | 13.34% | 0.69029
8 | 13 | 11 | 30 | 0 | 0.91605 | 0.18076 | 0 | -0.0016408 | -0.0082 | 1.5 | 13.34% | 0.91605
8 | 13 | 12 | 30 | 0 | 4.9223 | 0.092599 | 0 | -0.0043442 | -0.02171 | 1.5 | 13.34% | 4.9223
8 | 13 | 13 | 30 | 0 | 1.0612 | 0.16426 | 0 | -0.0017249 | -0.00862 | 1.5 | 13.34% | 1.0612
8 | 13 | 14 | 30 | 0 | 7.1985 | 0.020263 | 0 | -0.0013607 | -0.0068 | 1.5 | 13.34% | 7.1985
8 | 13 | 15 | 30 | 0 | 2.7836 | 0.082309 | 0 | -0.0022291 | -0.01114 | 1.5 | 13.34% | 2.7836
8 | 13 | 16 | 30 | 0 | 7.1867 | 0.010714 | 0 | -0.00071836 | -0.00359 | 1.5 | 13.34% | 7.1867
8 | 13 | 17 | 30 | 0 | 7.1949 | 0.00635 | 0 | -0.00042621 | -0.00213 | 1.5 | 13.34% | 7.1949
8 | 13 | 18 | 30 | 100 | 7.2023 | 0.006195 | 0 | -0.00041621 | -0.00208 | 1.5 | 13.34% | 92.7977
8 | 13 | 19 | 30 | 100 | 100 | 0 | 0 | 0 | 0 | 1.5 | 13.34% | 0
8 | 13 | 20 | 30 | 100 | 100 | 0 | 0 | 0 | 0 | 1.5 | 13.34% | 0
8 | 13 | 21 | 30 | 100 | 100 | 0 | 0 | 0 | 0 | 1.5 | 13.34% | 0
8 | 13 | 22 | 30 | 100 | 100 | 0 | 0 | 0 | 0 | 1.5 | 13.34% | 0
8 | 13 | 23 | 30 | 100 | 100 | 0 | 0 | 0 | 0 | 1.5 | 13.34% | 0
8 | 14 | 0 | 30 | 100 | 100 | 0 | 0 | 0 | 0 | 1.5 | 13.34% | 0
8 | 14 | 1 | 30 | 100 | 100 | 0 | 0 | 0 | 0 | 1.5 | 13.34% | 0
8 | 14 | 2 | 30 | 100 | 100 | 0 | 0 | 0 | 0 | 1.5 | 13.34% | 0
8 | 14 | 3 | 30 | 100 | 100 | 0 | 0 | 0 | 0 | 1.5 | 13.34% | 0
8 | 14 | 4 | 30 | 100 | 100 | 0 | 0 | 0 | 0 | 1.5 | 13.34% | 0
8 | 14 | 5 | 30 | 100 | 100 | 0 | 0 | 0 | 0 | 1.5 | 13.34% | 0
8 | 14 | 6 | 30 | 0 | 2.8251 | 0.017625 | 0 | -0.00048424 | -0.00242 | 1.5 | 13.34% | 2.8251
8 | 14 | 7 | 30 | 0 | 4.5998 | 0.041089 | 0 | -0.0018069 | -0.00903 | 1.5 | 13.34% | 4.5998
8 | 14 | 8 | 30 | 0 | 1.8893 | 0.090539 | 0 | -0.0016788 | -0.00839 | 1.5 | 13.34% | 1.8893
8 | 14 | 9 | 30 | 0 | 6.8415 | 0.051373 | 0 | -0.0032896 | -0.01644 | 1.5 | 13.34% | 6.8415
8 | 14 | 10 | 30 | 0 | 0.88686 | 0.16799 | 0 | -0.0014767 | -0.00738 | 1.5 | 13.34% | 0.88686
8 | 14 | 11 | 30 | 0 | 6.0629 | 0.076941 | 0 | -0.0043982 | -0.02198 | 1.5 | 13.34% | 6.0629
8 | 14 | 12 | 30 | 0 | 6.7929 | 0.05156 | 0 | -0.0032796 | -0.01639 | 1.5 | 13.34% | 6.7929
8 | 14 | 13 | 30 | 0 | 4.8143 | 0.087957 | 0 | -0.00404 | -0.02019 | 1.5 | 13.34% | 4.8143
8 | 14 | 14 | 30 | 0 | 6.8075 | 0.055318 | 0 | -0.0035258 | -0.01762 | 1.5 | 13.34% | 6.8075
8 | 14 | 15 | 30 | 0 | 7.1691 | 0.016751 | 0 | -0.0011206 | -0.0056 | 1.5 | 13.34% | 7.1691
8 | 14 | 16 | 30 | 0 | 4.9446 | 0.041323 | 0 | -0.001947 | -0.00973 | 1.5 | 13.34% | 4.9446
8 | 14 | 17 | 30 | 0 | 3.1234 | 0.022264 | 0 | -0.00067434 | -0.00337 | 1.5 | 13.34% | 3.1234
8 | 14 | 18 | 30 | 100 | 7.1845 | 0.003851 | 0 | -0.00025813 | -0.00129 | 1.5 | 13.34% | 92.8155
8 | 14 | 19 | 30 | 100 | 100 | 0 | 0 | 0 | 0 | 1.5 | 13.34% | 0
8 | 14 | 20 | 30 | 100 | 100 | 0 | 0 | 0 | 0 | 1.5 | 13.34% | 0
8 | 14 | 21 | 30 | 100 | 100 | 0 | 0 | 0 | 0 | 1.5 | 13.34% | 0
8 | 14 | 22 | 30 | 100 | 100 | 0 | 0 | 0 | 0 | 1.5 | 13.34% | 0
8 | 14 | 23 | 30 | 100 | 100 | 0 | 0 | 0 | 0 | 1.5 | 13.34% | 0
8 | 15 | 0 | 30 | 100 | 100 | 0 | 0 | 0 | 0 | 1.5 | 13.34% | 0
8 | 15 | 1 | 30 | 100 | 100 | 0 | 0 | 0 | 0 | 1.5 | 13.34% | 0
8 | 15 | 2 | 30 | 100 | 100 | 0 | 0 | 0 | 0 | 1.5 | 13.34% | 0
8 | 15 | 3 | 30 | 100 | 100 | 0 | 0 | 0 | 0 | 1.5 | 13.34% | 0
8 | 15 | 4 | 30 | 100 | 100 | 0 | 0 | 0 | 0 | 1.5 | 13.34% | 0
8 | 15 | 5 | 30 | 100 | 100 | 0 | 0 | 0 | 0 | 1.5 | 13.34% | 0
8 | 15 | 6 | 30 | 0 | 5.9089 | 0.017538 | 0 | -0.00097849 | -0.00489 | 1.5 | 13.34% | 5.9089
8 | 15 | 7 | 30 | 0 | 1.3114 | 0.061371 | 0 | -0.0007944 | -0.00397 | 1.5 | 13.34% | 1.3114
8 | 15 | 8 | 30 | 0 | 1.1402 | 0.10224 | 0 | -0.0011526 | -0.00576 | 1.5 | 13.34% | 1.1402
8 | 15 | 9 | 30 | 0 | 2.4266 | 0.10828 | 0 | -0.0025653 | -0.01282 | 1.5 | 13.34% | 2.4266
8 | 15 | 10 | 30 | 0 | 2.0018 | 0.13612 | 0 | -0.0026713 | -0.01335 | 1.5 | 13.34% | 2.0018
8 | 15 | 11 | 30 | 0 | 0.65603 | 0.19158 | 0 | -0.0012486 | -0.00624 | 1.5 | 13.34% | 0.65603
8 | 15 | 12 | 30 | 0 | 2.823 | 0.12842 | 0 | -0.0035258 | -0.01762 | 1.5 | 13.34% | 2.823
8 | 15 | 13 | 30 | 0 | 7.0709 | 0.031603 | 0 | -0.002087 | -0.01043 | 1.5 | 13.34% | 7.0709
8 | 15 | 14 | 30 | 0 | 7.1721 | 0.02111 | 0 | -0.0014127 | -0.00706 | 1.5 | 13.34% | 7.1721
8 | 15 | 15 | 30 | 0 | 2.5062 | 0.085199 | 0 | -0.002083 | -0.01041 | 1.5 | 13.34% | 2.5062
8 | 15 | 16 | 30 | 0 | 6.8407 | 0.025752 | 0 | -0.0016488 | -0.00824 | 1.5 | 13.34% | 6.8407
8 | 15 | 17 | 30 | 0 | 6.2459 | 0.018721 | 0 | -0.0011006 | -0.0055 | 1.5 | 13.34% | 6.2459
8 | 15 | 18 | 30 | 100 | 7.2184 | 0.005023 | 0 | -0.00033817 | -0.00169 | 1.5 | 13.34% | 92.7816
8 | 15 | 19 | 30 | 100 | 100 | 0 | 0 | 0 | 0 | 1.5 | 13.34% | 0
8 | 15 | 20 | 30 | 100 | 100 | 0 | 0 | 0 | 0 | 1.5 | 13.34% | 0
8 | 15 | 21 | 30 | 100 | 100 | 0 | 0 | 0 | 0 | 1.5 | 13.34% | 0
8 | 15 | 22 | 30 | 100 | 100 | 0 | 0 | 0 | 0 | 1.5 | 13.34% | 0
8 | 15 | 23 | 30 | 100 | 100 | 0 | 0 | 0 | 0 | 1.5 | 13.34% | 0
8 | 16 | 0 | 30 | 100 | 100 | 0 | 0 | 0 | 0 | 1.5 | 13.34% | 0
8 | 16 | 1 | 30 | 100 | 100 | 0 | 0 | 0 | 0 | 1.5 | 13.34% | 0
8 | 16 | 2 | 30 | 100 | 100 | 0 | 0 | 0 | 0 | 1.5 | 13.34% | 0
8 | 16 | 3 | 30 | 100 | 100 | 0 | 0 | 0 | 0 | 1.5 | 13.34% | 0
8 | 16 | 4 | 30 | 100 | 100 | 0 | 0 | 0 | 0 | 1.5 | 13.34% | 0
8 | 16 | 5 | 30 | 100 | 100 | 0 | 0 | 0 | 0 | 1.5 | 13.34% | 0
8 | 16 | 6 | 30 | 0 | 3.3251 | 0.017659 | 0 | -0.00056828 | -0.00284 | 1.5 | 13.34% | 3.3251
8 | 16 | 7 | 30 | 0 | 1.0015 | 0.06397 | 0 | -0.00063432 | -0.00317 | 1.5 | 13.34% | 1.0015
8 | 16 | 8 | 30 | 0 | 0.89803 | 0.10679 | 0 | -0.00095047 | -0.00475 | 1.5 | 13.34% | 0.89803
8 | 16 | 9 | 30 | 0 | 4.7705 | 0.074884 | 0 | -0.0034097 | -0.01704 | 1.5 | 13.34% | 4.7705
8 | 16 | 10 | 30 | 0 | 4.8563 | 0.085935 | 0 | -0.00398 | -0.01989 | 1.5 | 13.34% | 4.8563
8 | 16 | 11 | 30 | 0 | 0.82709 | 0.18417 | 0 | -0.0015108 | -0.00755 | 1.5 | 13.34% | 0.82709
8 | 16 | 12 | 30 | 0 | 0.57332 | 0.19622 | 0 | -0.0011186 | -0.00559 | 1.5 | 13.34% | 0.57332
8 | 16 | 13 | 30 | 0 | 0.64011 | 0.17964 | 0 | -0.0011426 | -0.00571 | 1.5 | 13.34% | 0.64011
8 | 16 | 14 | 30 | 0 | 1.1377 | 0.13821 | 0 | -0.0015548 | -0.00777 | 1.5 | 13.34% | 1.1377
8 | 16 | 15 | 30 | 0 | 5.3619 | 0.055008 | 0 | -0.0027994 | -0.01399 | 1.5 | 13.34% | 5.3619
8 | 16 | 16 | 30 | 0 | 2.1443 | 0.058621 | 0 | -0.0012306 | -0.00615 | 1.5 | 13.34% | 2.1443
8 | 16 | 17 | 30 | 0 | 4.1263 | 0.021208 | 0 | -0.00084042 | -0.0042 | 1.5 | 13.34% | 4.1263
8 | 16 | 18 | 30 | 100 | 7.1826 | 0.004688 | 0 | -0.00031416 | -0.00157 | 1.5 | 13.34% | 92.8174
8 | 16 | 19 | 30 | 100 | 100 | 0 | 0 | 0 | 0 | 1.5 | 13.34% | 0
8 | 16 | 20 | 30 | 100 | 100 | 0 | 0 | 0 | 0 | 1.5 | 13.34% | 0
8 | 16 | 21 | 30 | 100 | 100 | 0 | 0 | 0 | 0 | 1.5 | 13.34% | 0
8 | 16 | 22 | 30 | 100 | 100 | 0 | 0 | 0 | 0 | 1.5 | 13.34% | 0
8 | 16 | 23 | 30 | 100 | 100 | 0 | 0 | 0 | 0 | 1.5 | 13.34% | 0
8 | 17 | 0 | 30 | 100 | 100 | 0 | 0 | 0 | 0 | 1.5 | 13.34% | 0
8 | 17 | 1 | 30 | 100 | 100 | 0 | 0 | 0 | 0 | 1.5 | 13.34% | 0
8 | 17 | 2 | 30 | 100 | 100 | 0 | 0 | 0 | 0 | 1.5 | 13.34% | 0
8 | 17 | 3 | 30 | 100 | 100 | 0 | 0 | 0 | 0 | 1.5 | 13.34% | 0
8 | 17 | 4 | 30 | 100 | 100 | 0 | 0 | 0 | 0 | 1.5 | 13.34% | 0
8 | 17 | 5 | 30 | 100 | 100 | 0 | 0 | 0 | 0 | 1.5 | 13.34% | 0
8 | 17 | 6 | 30 | 0 | 3.5466 | 0.017643 | 0 | -0.0006043 | -0.00302 | 1.5 | 13.34% | 3.5466
8 | 17 | 7 | 30 | 0 | 0.95787 | 0.064325 | 0 | -0.00061031 | -0.00305 | 1.5 | 13.34% | 0.95787
8 | 17 | 8 | 30 | 0 | 0.61218 | 0.11313 | 0 | -0.00068834 | -0.00344 | 1.5 | 13.34% | 0.61218
8 | 17 | 9 | 30 | 0 | 0.60548 | 0.15128 | 0 | -0.00091046 | -0.00455 | 1.5 | 13.34% | 0.60548
8 | 17 | 10 | 30 | 0 | 0.66822 | 0.17635 | 0 | -0.0011706 | -0.00585 | 1.5 | 13.34% | 0.66822
8 | 17 | 11 | 30 | 0 | 0.69797 | 0.18967 | 0 | -0.0013147 | -0.00657 | 1.5 | 13.34% | 0.69797
8 | 17 | 12 | 30 | 0 | 0.46748 | 0.20169 | 0 | -0.00093847 | -0.00469 | 1.5 | 13.34% | 0.46748
8 | 17 | 13 | 30 | 0 | 0.42974 | 0.18939 | 0 | -0.0008104 | -0.00405 | 1.5 | 13.34% | 0.42974
8 | 17 | 14 | 30 | 0 | 0.49439 | 0.15863 | 0 | -0.00078039 | -0.0039 | 1.5 | 13.34% | 0.49439
8 | 17 | 15 | 30 | 0 | 0.74565 | 0.11382 | 0 | -0.00084242 | -0.00421 | 1.5 | 13.34% | 0.74565
8 | 17 | 16 | 30 | 0 | 1.1575 | 0.066452 | 0 | -0.00076038 | -0.0038 | 1.5 | 13.34% | 1.1575
8 | 17 | 17 | 30 | 0 | 4.4724 | 0.02066 | 0 | -0.00088444 | -0.00442 | 1.5 | 13.34% | 4.4724
8 | 17 | 18 | 30 | 100 | 7.2145 | 0.00452 | 0 | -0.00030415 | -0.00152 | 1.5 | 13.34% | 92.7855
8 | 17 | 19 | 30 | 100 | 100 | 0 | 0 | 0 | 0 | 1.5 | 13.34% | 0
8 | 17 | 20 | 30 | 100 | 100 | 0 | 0 | 0 | 0 | 1.5 | 13.34% | 0
8 | 17 | 21 | 30 | 100 | 100 | 0 | 0 | 0 | 0 | 1.5 | 13.34% | 0
8 | 17 | 22 | 30 | 100 | 100 | 0 | 0 | 0 | 0 | 1.5 | 13.34% | 0
8 | 17 | 23 | 30 | 100 | 100 | 0 | 0 | 0 | 0 | 1.5 | 13.34% | 0
8 | 18 | 0 | 30 | 100 | 100 | 0 | 0 | 0 | 0 | 1.5 | 13.34% | 0
8 | 18 | 1 | 30 | 100 | 100 | 0 | 0 | 0 | 0 | 1.5 | 13.34% | 0
8 | 18 | 2 | 30 | 100 | 100 | 0 | 0 | 0 | 0 | 1.5 | 13.34% | 0
8 | 18 | 3 | 30 | 100 | 100 | 0 | 0 | 0 | 0 | 1.5 | 13.34% | 0
8 | 18 | 4 | 30 | 100 | 100 | 0 | 0 | 0 | 0 | 1.5 | 13.34% | 0
8 | 18 | 5 | 30 | 100 | 100 | 0 | 0 | 0 | 0 | 1.5 | 13.34% | 0
8 | 18 | 6 | 30 | 0 | 2.9605 | 0.017398 | 0 | -0.00050025 | -0.0025 | 1.5 | 13.34% | 2.9605
8 | 18 | 7 | 30 | 0 | 1.0145 | 0.063756 | 0 | -0.00064032 | -0.0032 | 1.5 | 13.34% | 1.0145
8 | 18 | 8 | 30 | 0 | 0.83676 | 0.10803 | 0 | -0.00089645 | -0.00448 | 1.5 | 13.34% | 0.83676
8 | 18 | 9 | 30 | 0 | 0.92821 | 0.14099 | 0 | -0.0012966 | -0.00648 | 1.5 | 13.34% | 0.92821
8 | 18 | 10 | 30 | 0 | 1.0033 | 0.16377 | 0 | -0.0016268 | -0.00813 | 1.5 | 13.34% | 1.0033
8 | 18 | 11 | 30 | 0 | 1.0084 | 0.17699 | 0 | -0.0017669 | -0.00883 | 1.5 | 13.34% | 1.0084
8 | 18 | 12 | 30 | 0 | 0.95338 | 0.17968 | 0 | -0.0016968 | -0.00848 | 1.5 | 13.34% | 0.95338
8 | 18 | 13 | 30 | 0 | 0.91685 | 0.16849 | 0 | -0.0015308 | -0.00765 | 1.5 | 13.34% | 0.91685
8 | 18 | 14 | 30 | 0 | 0.92983 | 0.14357 | 0 | -0.0013227 | -0.00661 | 1.5 | 13.34% | 0.92983
8 | 18 | 15 | 30 | 0 | 1.0626 | 0.10677 | 0 | -0.0011226 | -0.00561 | 1.5 | 13.34% | 1.0626
8 | 18 | 16 | 30 | 0 | 1.3968 | 0.063915 | 0 | -0.00088044 | -0.0044 | 1.5 | 13.34% | 1.3968
8 | 18 | 17 | 30 | 0 | 3.569 | 0.020788 | 0 | -0.00071636 | -0.00358 | 1.5 | 13.34% | 3.569
8 | 18 | 18 | 30 | 100 | 7.2077 | 0.004018 | 0 | -0.00027013 | -0.00135 | 1.5 | 13.34% | 92.7923
8 | 18 | 19 | 30 | 100 | 100 | 0 | 0 | 0 | 0 | 1.5 | 13.34% | 0
8 | 18 | 20 | 30 | 100 | 100 | 0 | 0 | 0 | 0 | 1.5 | 13.34% | 0
8 | 18 | 21 | 30 | 100 | 100 | 0 | 0 | 0 | 0 | 1.5 | 13.34% | 0
8 | 18 | 22 | 30 | 100 | 100 | 0 | 0 | 0 | 0 | 1.5 | 13.34% | 0
8 | 18 | 23 | 30 | 100 | 100 | 0 | 0 | 0 | 0 | 1.5 | 13.34% | 0
8 | 19 | 0 | 30 | 100 | 100 | 0 | 0 | 0 | 0 | 1.5 | 13.34% | 0
8 | 19 | 1 | 30 | 100 | 100 | 0 | 0 | 0 | 0 | 1.5 | 13.34% | 0
8 | 19 | 2 | 30 | 100 | 100 | 0 | 0 | 0 | 0 | 1.5 | 13.34% | 0
8 | 19 | 3 | 30 | 100 | 100 | 0 | 0 | 0 | 0 | 1.5 | 13.34% | 0
8 | 19 | 4 | 30 | 100 | 100 | 0 | 0 | 0 | 0 | 1.5 | 13.34% | 0
8 | 19 | 5 | 30 | 100 | 7.2216 | 0.001842 | 0 | -0.00012406 | -0.00062 | 1.5 | 13.34% | 92.7784
8 | 19 | 6 | 30 | 0 | 2.7723 | 0.017284 | 0 | -0.00046623 | -0.00233 | 1.5 | 13.34% | 2.7723
8 | 19 | 7 | 30 | 0 | 1.3475 | 0.0608 | 0 | -0.0008084 | -0.00404 | 1.5 | 13.34% | 1.3475
8 | 19 | 8 | 30 | 0 | 0.81015 | 0.10856 | 0 | -0.00087244 | -0.00436 | 1.5 | 13.34% | 0.81015
8 | 19 | 9 | 30 | 0 | 0.75225 | 0.14633 | 0 | -0.0010925 | -0.00546 | 1.5 | 13.34% | 0.75225
8 | 19 | 10 | 30 | 0 | 0.46088 | 0.18581 | 0 | -0.00085243 | -0.00426 | 1.5 | 13.34% | 0.46088
8 | 19 | 11 | 30 | 0.51 | 1.3027 | 0.20072 | -0.00166 | -0.00094247 | -0.00471 | 1.5 | 13.34% | 0.79268
8 | 19 | 12 | 30 | 0.593 | 2.1006 | 0.16545 | -0.00122 | -0.0022091 | -0.01104 | 1.5 | 13.34% | 1.5076
8 | 19 | 13 | 30 | 0 | 1.3261 | 0.15488 | 0 | -0.002027 | -0.01013 | 1.5 | 13.34% | 1.3261
8 | 19 | 14 | 30 | 0 | 6.8178 | 0.040787 | 0 | -0.0026033 | -0.01301 | 1.5 | 13.34% | 6.8178
8 | 19 | 15 | 30 | 0 | 5.6138 | 0.051913 | 0 | -0.0027594 | -0.01379 | 1.5 | 13.34% | 5.6138
8 | 19 | 16 | 30 | 0 | 5.7069 | 0.035285 | 0 | -0.001905 | -0.00952 | 1.5 | 13.34% | 5.7069
8 | 19 | 17 | 30 | 0 | 6.7885 | 0.015959 | 0 | -0.0010145 | -0.00507 | 1.5 | 13.34% | 6.7885
8 | 19 | 18 | 30 | 100 | 7.2237 | 0.003683 | 0 | -0.00024812 | -0.00124 | 1.5 | 13.34% | 92.7763
8 | 19 | 19 | 30 | 100 | 100 | 0 | 0 | 0 | 0 | 1.5 | 13.34% | 0
8 | 19 | 20 | 30 | 100 | 100 | 0 | 0 | 0 | 0 | 1.5 | 13.34% | 0
8 | 19 | 21 | 30 | 100 | 100 | 0 | 0 | 0 | 0 | 1.5 | 13.34% | 0
8 | 19 | 22 | 30 | 100 | 100 | 0 | 0 | 0 | 0 | 1.5 | 13.34% | 0
8 | 19 | 23 | 30 | 100 | 100 | 0 | 0 | 0 | 0 | 1.5 | 13.34% | 0
8 | 20 | 0 | 30 | 100 | 100 | 0 | 0 | 0 | 0 | 1.5 | 13.34% | 0
8 | 20 | 1 | 30 | 100 | 100 | 0 | 0 | 0 | 0 | 1.5 | 13.34% | 0
8 | 20 | 2 | 30 | 100 | 100 | 0 | 0 | 0 | 0 | 1.5 | 13.34% | 0
8 | 20 | 3 | 30 | 100 | 100 | 0 | 0 | 0 | 0 | 1.5 | 13.34% | 0
8 | 20 | 4 | 30 | 100 | 100 | 0 | 0 | 0 | 0 | 1.5 | 13.34% | 0
8 | 20 | 5 | 30 | 100 | 7.1741 | 0.001674 | 0 | -0.00011206 | -0.00056 | 1.5 | 13.34% | 92.8259
8 | 20 | 6 | 30 | 0 | 2.5207 | 0.017172 | 0 | -0.00042221 | -0.00211 | 1.5 | 13.34% | 2.5207
8 | 20 | 7 | 30 | 0 | 2.1916 | 0.054397 | 0 | -0.0011666 | -0.00583 | 1.5 | 13.34% | 2.1916
8 | 20 | 8 | 30 | 0 | 1.6699 | 0.093078 | 0 | -0.0015288 | -0.00764 | 1.5 | 13.34% | 1.6699
8 | 20 | 9 | 30 | 0 | 1.3578 | 0.12951 | 0 | -0.0017349 | -0.00867 | 1.5 | 13.34% | 1.3578
8 | 20 | 10 | 30 | 0 | 6.8135 | 0.060856 | 0 | -0.0038819 | -0.0194 | 1.5 | 13.34% | 6.8135
8 | 20 | 11 | 30 | 1.077 | 2.261 | 0.15835 | -0.00109 | -0.0024352 | -0.01217 | 1.5 | 13.34% | 1.184
8 | 20 | 12 | 30 | 1.194 | 1.7891 | 0.17765 | -0.00139 | -0.0017569 | -0.00878 | 1.5 | 13.34% | 0.59509
8 | 20 | 13 | 30 | 0 | 6.6819 | 0.0538 | 0 | -0.0033697 | -0.01684 | 1.5 | 13.34% | 6.6819
8 | 20 | 14 | 30 | 0 | 6.9433 | 0.033902 | 0 | -0.0022011 | -0.011 | 1.5 | 13.34% | 6.9433
8 | 20 | 15 | 30 | 0 | 6.9942 | 0.025223 | 0 | -0.0016488 | -0.00824 | 1.5 | 13.34% | 6.9942
8 | 20 | 16 | 30 | 0 | 2.0255 | 0.058055 | 0 | -0.0011526 | -0.00576 | 1.5 | 13.34% | 2.0255
8 | 20 | 17 | 30 | 0 | 7.054 | 0.011965 | 0 | -0.00078839 | -0.00394 | 1.5 | 13.34% | 7.054
8 | 20 | 18 | 30 | 100 | 7.2382 | 0.002846 | 0 | -0.0001921 | -0.00096 | 1.5 | 13.34% | 92.7618
8 | 20 | 19 | 30 | 100 | 100 | 0 | 0 | 0 | 0 | 1.5 | 13.34% | 0
8 | 20 | 20 | 30 | 100 | 100 | 0 | 0 | 0 | 0 | 1.5 | 13.34% | 0
8 | 20 | 21 | 30 | 100 | 100 | 0 | 0 | 0 | 0 | 1.5 | 13.34% | 0
8 | 20 | 22 | 30 | 100 | 100 | 0 | 0 | 0 | 0 | 1.5 | 13.34% | 0
8 | 20 | 23 | 30 | 100 | 100 | 0 | 0 | 0 | 0 | 1.5 | 13.34% | 0
8 | 21 | 0 | 30 | 100 | 100 | 0 | 0 | 0 | 0 | 1.5 | 13.34% | 0
8 | 21 | 1 | 30 | 100 | 100 | 0 | 0 | 0 | 0 | 1.5 | 13.34% | 0
8 | 21 | 2 | 30 | 100 | 100 | 0 | 0 | 0 | 0 | 1.5 | 13.34% | 0
8 | 21 | 3 | 30 | 100 | 100 | 0 | 0 | 0 | 0 | 1.5 | 13.34% | 0
8 | 21 | 4 | 30 | 100 | 100 | 0 | 0 | 0 | 0 | 1.5 | 13.34% | 0
8 | 21 | 5 | 30 | 100 | 7.2096 | 0.001339 | 0 | -9.0045e-05 | -0.00045 | 1.5 | 13.34% | 92.7904
8 | 21 | 6 | 30 | 0 | 3.6892 | 0.017322 | 0 | -0.00061631 | -0.00308 | 1.5 | 13.34% | 3.6892
8 | 21 | 7 | 30 | 0 | 1.3605 | 0.060524 | 0 | -0.00081241 | -0.00406 | 1.5 | 13.34% | 1.3605
8 | 21 | 8 | 30 | 0 | 1.1938 | 0.10092 | 0 | -0.0011906 | -0.00595 | 1.5 | 13.34% | 1.1938
8 | 21 | 9 | 30 | 0 | 1.021 | 0.1382 | 0 | -0.0013967 | -0.00698 | 1.5 | 13.34% | 1.021
8 | 21 | 10 | 30 | 0.097 | 1.9184 | 0.13724 | 0 | -0.0025833 | -0.01291 | 1.5 | 13.34% | 1.8214
8 | 21 | 11 | 30 | 1.688 | 2.3093 | 0.18912 | -0.00301 | -0.0013267 | -0.00663 | 1.5 | 13.34% | 0.62127
8 | 21 | 12 | 30 | 1.787 | 2.3055 | 0.19321 | -0.00322 | -0.0012066 | -0.00603 | 1.5 | 13.34% | 0.51848
8 | 21 | 13 | 30 | 0.323 | 1.2909 | 0.175 | -0.00097 | -0.0012726 | -0.00636 | 1.5 | 13.34% | 0.96789
8 | 21 | 14 | 30 | 0 | 1.0545 | 0.13922 | 0 | -0.0014527 | -0.00726 | 1.5 | 13.34% | 1.0545
8 | 21 | 15 | 30 | 0 | 0.95393 | 0.108 | 0 | -0.0010205 | -0.0051 | 1.5 | 13.34% | 0.95393
8 | 21 | 16 | 30 | 0 | 1.3221 | 0.063486 | 0 | -0.00082841 | -0.00414 | 1.5 | 13.34% | 1.3221
8 | 21 | 17 | 30 | 0 | 7.1613 | 0.006827 | 0 | -0.00045623 | -0.00228 | 1.5 | 13.34% | 7.1613
8 | 21 | 18 | 30 | 100 | 7.1505 | 0.002009 | 0 | -0.00013407 | -0.00067 | 1.5 | 13.34% | 92.8495
8 | 21 | 19 | 30 | 100 | 100 | 0 | 0 | 0 | 0 | 1.5 | 13.34% | 0
8 | 21 | 20 | 30 | 100 | 100 | 0 | 0 | 0 | 0 | 1.5 | 13.34% | 0
8 | 21 | 21 | 30 | 100 | 100 | 0 | 0 | 0 | 0 | 1.5 | 13.34% | 0
8 | 21 | 22 | 30 | 100 | 100 | 0 | 0 | 0 | 0 | 1.5 | 13.34% | 0
8 | 21 | 23 | 30 | 100 | 100 | 0 | 0 | 0 | 0 | 1.5 | 13.34% | 0
8 | 22 | 0 | 30 | 100 | 100 | 0 | 0 | 0 | 0 | 1.5 | 13.34% | 0
8 | 22 | 1 | 30 | 100 | 100 | 0 | 0 | 0 | 0 | 1.5 | 13.34% | 0
8 | 22 | 2 | 30 | 100 | 100 | 0 | 0 | 0 | 0 | 1.5 | 13.34% | 0
8 | 22 | 3 | 30 | 100 | 100 | 0 | 0 | 0 | 0 | 1.5 | 13.34% | 0
8 | 22 | 4 | 30 | 100 | 100 | 0 | 0 | 0 | 0 | 1.5 | 13.34% | 0
8 | 22 | 5 | 30 | 100 | 7.1336 | 0.001172 | 0 | -7.8039e-05 | -0.00039 | 1.5 | 13.34% | 92.8664
8 | 22 | 6 | 30 | 0 | 4.3928 | 0.017214 | 0 | -0.00072436 | -0.00362 | 1.5 | 13.34% | 4.3928
8 | 22 | 7 | 30 | 0 | 6.2151 | 0.030606 | 0 | -0.0017909 | -0.00895 | 1.5 | 13.34% | 6.2151
8 | 22 | 8 | 30 | 0 | 5.6084 | 0.050076 | 0 | -0.0026593 | -0.01329 | 1.5 | 13.34% | 5.6084
8 | 22 | 9 | 30 | 0 | 1.1761 | 0.13392 | 0 | -0.0015568 | -0.00778 | 1.5 | 13.34% | 1.1761
8 | 22 | 10 | 30 | 0.533 | 1.4446 | 0.14965 | 0 | -0.0021311 | -0.01065 | 1.5 | 13.34% | 0.9116
8 | 22 | 11 | 30 | 2.288 | 3.0522 | 0.15417 | -0.00206 | -0.0025673 | -0.01283 | 1.5 | 13.34% | 0.76424
8 | 22 | 12 | 30 | 2.377 | 3.0772 | 0.15551 | -0.00217 | -0.0025373 | -0.01268 | 1.5 | 13.34% | 0.70019
8 | 22 | 13 | 30 | 0.764 | 3.239 | 0.11712 | -0.00042 | -0.0032676 | -0.01633 | 1.5 | 13.34% | 2.475
8 | 22 | 14 | 30 | 0 | 6.795 | 0.053369 | 0 | -0.0033957 | -0.01697 | 1.5 | 13.34% | 6.795
8 | 22 | 15 | 30 | 0 | 7.0216 | 0.023362 | 0 | -0.0015328 | -0.00766 | 1.5 | 13.34% | 7.0216
8 | 22 | 16 | 30 | 0 | 7.1772 | 0.010548 | 0 | -0.00070635 | -0.00353 | 1.5 | 13.34% | 7.1772
8 | 22 | 17 | 30 | 0 | 7.2145 | 0.00452 | 0 | -0.00030415 | -0.00152 | 1.5 | 13.34% | 7.2145
8 | 22 | 18 | 30 | 100 | 7.2317 | 0.002344 | 0 | -0.00015808 | -0.00079 | 1.5 | 13.34% | 92.7683
8 | 22 | 19 | 30 | 100 | 100 | 0 | 0 | 0 | 0 | 1.5 | 13.34% | 0
8 | 22 | 20 | 30 | 100 | 100 | 0 | 0 | 0 | 0 | 1.5 | 13.34% | 0
8 | 22 | 21 | 30 | 100 | 100 | 0 | 0 | 0 | 0 | 1.5 | 13.34% | 0
8 | 22 | 22 | 30 | 100 | 100 | 0 | 0 | 0 | 0 | 1.5 | 13.34% | 0
8 | 22 | 23 | 30 | 100 | 100 | 0 | 0 | 0 | 0 | 1.5 | 13.34% | 0
8 | 23 | 0 | 30 | 100 | 100 | 0 | 0 | 0 | 0 | 1.5 | 13.34% | 0
8 | 23 | 1 | 30 | 100 | 100 | 0 | 0 | 0 | 0 | 1.5 | 13.34% | 0
8 | 23 | 2 | 30 | 100 | 100 | 0 | 0 | 0 | 0 | 1.5 | 13.34% | 0
8 | 23 | 3 | 30 | 100 | 100 | 0 | 0 | 0 | 0 | 1.5 | 13.34% | 0
8 | 23 | 4 | 30 | 100 | 100 | 0 | 0 | 0 | 0 | 1.5 | 13.34% | 0
8 | 23 | 5 | 30 | 100 | 7.1336 | 0.001172 | 0 | -7.8039e-05 | -0.00039 | 1.5 | 13.34% | 92.8664
8 | 23 | 6 | 30 | 0 | 2.3338 | 0.017022 | 0 | -0.00038819 | -0.00194 | 1.5 | 13.34% | 2.3338
8 | 23 | 7 | 30 | 0 | 1.2434 | 0.061424 | 0 | -0.00075438 | -0.00377 | 1.5 | 13.34% | 1.2434
8 | 23 | 8 | 30 | 0 | 4.7804 | 0.05693 | 0 | -0.0025973 | -0.01298 | 1.5 | 13.34% | 4.7804
8 | 23 | 9 | 30 | 0 | 7.0239 | 0.028782 | 0 | -0.0018889 | -0.00944 | 1.5 | 13.34% | 7.0239
8 | 23 | 10 | 30 | 1.026 | 4.47 | 0.099405 | -0.00062 | -0.0036598 | -0.01829 | 1.5 | 13.34% | 3.444
8 | 23 | 11 | 30 | 2.816 | 4.0596 | 0.18024 | -0.00562 | -0.0016308 | -0.00815 | 1.5 | 13.34% | 1.2436
8 | 23 | 12 | 30 | 3.022 | 3.9571 | 0.19606 | -0.00661 | -0.0011046 | -0.00552 | 1.5 | 13.34% | 0.93508
8 | 23 | 13 | 30 | 1.316 | 1.8999 | 0.18262 | -0.00245 | -0.0010005 | -0.005 | 1.5 | 13.34% | 0.58385
8 | 23 | 14 | 30 | 0 | 1.0007 | 0.14016 | 0 | -0.0013887 | -0.00694 | 1.5 | 13.34% | 1.0007
8 | 23 | 15 | 30 | 0 | 1.7157 | 0.093599 | 0 | -0.0015788 | -0.00789 | 1.5 | 13.34% | 1.7157
8 | 23 | 16 | 30 | 0 | 2.9577 | 0.050291 | 0 | -0.0014447 | -0.00722 | 1.5 | 13.34% | 2.9577
8 | 23 | 17 | 30 | 0 | 4.1674 | 0.018706 | 0 | -0.00074837 | -0.00374 | 1.5 | 13.34% | 4.1674
8 | 23 | 18 | 30 | 100 | 7.196 | 0.002176 | 0 | -0.00014607 | -0.00073 | 1.5 | 13.34% | 92.804
8 | 23 | 19 | 30 | 100 | 100 | 0 | 0 | 0 | 0 | 1.5 | 13.34% | 0
8 | 23 | 20 | 30 | 100 | 100 | 0 | 0 | 0 | 0 | 1.5 | 13.34% | 0
8 | 23 | 21 | 30 | 100 | 100 | 0 | 0 | 0 | 0 | 1.5 | 13.34% | 0
8 | 23 | 22 | 30 | 100 | 100 | 0 | 0 | 0 | 0 | 1.5 | 13.34% | 0
8 | 23 | 23 | 30 | 100 | 100 | 0 | 0 | 0 | 0 | 1.5 | 13.34% | 0
8 | 24 | 0 | 30 | 100 | 100 | 0 | 0 | 0 | 0 | 1.5 | 13.34% | 0
8 | 24 | 1 | 30 | 100 | 100 | 0 | 0 | 0 | 0 | 1.5 | 13.34% | 0
8 | 24 | 2 | 30 | 100 | 100 | 0 | 0 | 0 | 0 | 1.5 | 13.34% | 0
8 | 24 | 3 | 30 | 100 | 100 | 0 | 0 | 0 | 0 | 1.5 | 13.34% | 0
8 | 24 | 4 | 30 | 100 | 100 | 0 | 0 | 0 | 0 | 1.5 | 13.34% | 0
8 | 24 | 5 | 30 | 100 | 7.2611 | 0.001005 | 0 | -6.8034e-05 | -0.00034 | 1.5 | 13.34% | 92.7389
8 | 24 | 6 | 30 | 0 | 2.6193 | 0.017012 | 0 | -0.00043422 | -0.00217 | 1.5 | 13.34% | 2.6193
8 | 24 | 7 | 30 | 0 | 1.1725 | 0.061985 | 0 | -0.00071836 | -0.00359 | 1.5 | 13.34% | 1.1725
8 | 24 | 8 | 30 | 0 | 0.79066 | 0.10892 | 0 | -0.00085443 | -0.00427 | 1.5 | 13.34% | 0.79066
8 | 24 | 9 | 30 | 0 | 0.95211 | 0.14003 | 0 | -0.0013207 | -0.0066 | 1.5 | 13.34% | 0.95211
8 | 24 | 10 | 30 | 1.543 | 2.0929 | 0.16787 | -0.00202 | -0.0014627 | -0.00731 | 1.5 | 13.34% | 0.5499
8 | 24 | 11 | 30 | 3.463 | 3.8782 | 0.19629 | -0.00649 | -0.0010805 | -0.0054 | 1.5 | 13.34% | 0.41516
8 | 24 | 12 | 30 | 3.61 | 3.933 | 0.20514 | -0.00697 | -0.0010565 | -0.00528 | 1.5 | 13.34% | 0.32296
8 | 24 | 13 | 30 | 1.809 | 2.9055 | 0.14 | -0.0015 | -0.0024952 | -0.01247 | 1.5 | 13.34% | 1.0965
8 | 24 | 14 | 30 | 0 | 1.6733 | 0.1228 | 0 | -0.002021 | -0.0101 | 1.5 | 13.34% | 1.6733
8 | 24 | 15 | 30 | 0 | 2.9666 | 0.076189 | 0 | -0.0021951 | -0.01097 | 1.5 | 13.34% | 2.9666
8 | 24 | 16 | 30 | 0 | 6.8791 | 0.021949 | 0 | -0.0014127 | -0.00706 | 1.5 | 13.34% | 6.8791
8 | 24 | 17 | 30 | 0 | 6.7346 | 0.014715 | 0 | -0.00092846 | -0.00464 | 1.5 | 13.34% | 6.7346
8 | 24 | 18 | 30 | 100 | 7.2201 | 0.000167 | 0 | -1.1246e-05 | -5.62e-05 | 1.5 | 13.34% | 92.7799
8 | 24 | 19 | 30 | 100 | 100 | 0 | 0 | 0 | 0 | 1.5 | 13.34% | 0
8 | 24 | 20 | 30 | 100 | 100 | 0 | 0 | 0 | 0 | 1.5 | 13.34% | 0
8 | 24 | 21 | 30 | 100 | 100 | 0 | 0 | 0 | 0 | 1.5 | 13.34% | 0
8 | 24 | 22 | 30 | 100 | 100 | 0 | 0 | 0 | 0 | 1.5 | 13.34% | 0
8 | 24 | 23 | 30 | 100 | 100 | 0 | 0 | 0 | 0 | 1.5 | 13.34% | 0
8 | 25 | 0 | 30 | 100 | 100 | 0 | 0 | 0 | 0 | 1.5 | 13.34% | 0
8 | 25 | 1 | 30 | 100 | 100 | 0 | 0 | 0 | 0 | 1.5 | 13.34% | 0
8 | 25 | 2 | 30 | 100 | 100 | 0 | 0 | 0 | 0 | 1.5 | 13.34% | 0
8 | 25 | 3 | 30 | 100 | 100 | 0 | 0 | 0 | 0 | 1.5 | 13.34% | 0
8 | 25 | 4 | 30 | 100 | 100 | 0 | 0 | 0 | 0 | 1.5 | 13.34% | 0
8 | 25 | 5 | 30 | 100 | 7.2201 | 0.000167 | 0 | -1.1246e-05 | -5.62e-05 | 1.5 | 13.34% | 92.7799
8 | 25 | 6 | 30 | 0 | 7.2179 | 0.004518 | 0 | -0.00030415 | -0.00152 | 1.5 | 13.34% | 7.2179
8 | 25 | 7 | 30 | 0 | 7.1638 | 0.010716 | 0 | -0.00071636 | -0.00358 | 1.5 | 13.34% | 7.1638
8 | 25 | 8 | 30 | 0 | 7.1651 | 0.015413 | 0 | -0.0010305 | -0.00515 | 1.5 | 13.34% | 7.1651
8 | 25 | 9 | 30 | 0 | 6.9962 | 0.02999 | 0 | -0.001961 | -0.0098 | 1.5 | 13.34% | 6.9962
8 | 25 | 10 | 30 | 2.044 | 6.925 | 0.045128 | -4.84e-05 | -0.0028774 | -0.01438 | 1.5 | 13.34% | 4.881
8 | 25 | 11 | 30 | 4.075 | 5.5893 | 0.12397 | -0.00324 | -0.0034937 | -0.01746 | 1.5 | 13.34% | 1.5143
8 | 25 | 12 | 30 | 4.253 | 4.9669 | 0.17595 | -0.00687 | -0.0017809 | -0.0089 | 1.5 | 13.34% | 0.71395
8 | 25 | 13 | 30 | 2.338 | 3.56 | 0.16325 | -0.0041 | -0.0016528 | -0.00826 | 1.5 | 13.34% | 1.222
8 | 25 | 14 | 30 | 0 | 4.8463 | 0.073548 | -6.7e-05 | -0.0033357 | -0.01667 | 1.5 | 13.34% | 4.8463
8 | 25 | 15 | 30 | 0 | 1.0522 | 0.10454 | 0 | -0.0010885 | -0.00544 | 1.5 | 13.34% | 1.0522
8 | 25 | 16 | 30 | 0 | 1.3664 | 0.061454 | 0 | -0.00082841 | -0.00414 | 1.5 | 13.34% | 1.3664
8 | 25 | 17 | 30 | 0 | 3.5142 | 0.018154 | 0 | -0.00061631 | -0.00308 | 1.5 | 13.34% | 3.5142
8 | 25 | 18 | 30 | 100 | 7.1336 | 0.001172 | 0 | -7.8039e-05 | -0.00039 | 1.5 | 13.34% | 92.8664
8 | 25 | 19 | 30 | 100 | 100 | 0 | 0 | 0 | 0 | 1.5 | 13.34% | 0
8 | 25 | 20 | 30 | 100 | 100 | 0 | 0 | 0 | 0 | 1.5 | 13.34% | 0
8 | 25 | 21 | 30 | 100 | 100 | 0 | 0 | 0 | 0 | 1.5 | 13.34% | 0
8 | 25 | 22 | 30 | 100 | 100 | 0 | 0 | 0 | 0 | 1.5 | 13.34% | 0
8 | 25 | 23 | 30 | 100 | 100 | 0 | 0 | 0 | 0 | 1.5 | 13.34% | 0
8 | 26 | 0 | 30 | 100 | 100 | 0 | 0 | 0 | 0 | 1.5 | 13.34% | 0
8 | 26 | 1 | 30 | 100 | 100 | 0 | 0 | 0 | 0 | 1.5 | 13.34% | 0
8 | 26 | 2 | 30 | 100 | 100 | 0 | 0 | 0 | 0 | 1.5 | 13.34% | 0
8 | 26 | 3 | 30 | 100 | 100 | 0 | 0 | 0 | 0 | 1.5 | 13.34% | 0
8 | 26 | 4 | 30 | 100 | 100 | 0 | 0 | 0 | 0 | 1.5 | 13.34% | 0
8 | 26 | 5 | 30 | 100 | 7.0325 | 0.00067 | 0 | -4.4022e-05 | -0.00022 | 1.5 | 13.34% | 92.9675
8 | 26 | 6 | 30 | 0 | 3.6211 | 0.016892 | 0 | -0.0005903 | -0.00295 | 1.5 | 13.34% | 3.6211
8 | 26 | 7 | 30 | 0 | 0.82321 | 0.065435 | 0 | -0.00053427 | -0.00267 | 1.5 | 13.34% | 0.82321
8 | 26 | 8 | 30 | 0 | 0.66864 | 0.11177 | 0 | -0.00074237 | -0.00371 | 1.5 | 13.34% | 0.66864
8 | 26 | 9 | 30 | 0.061 | 0.74968 | 0.14629 | 0 | -0.0010885 | -0.00544 | 1.5 | 13.34% | 0.68868
8 | 26 | 10 | 30 | 2.594 | 2.6921 | 0.16926 | -0.00311 | -0.0014087 | -0.00704 | 1.5 | 13.34% | 0.098088
8 | 26 | 11 | 30 | 4.726 | 4.7873 | 0.18576 | -0.0074 | -0.0014247 | -0.00712 | 1.5 | 13.34% | 0.061316
8 | 26 | 12 | 30 | 4.842 | 4.8217 | 0.19336 | -0.00809 | -0.0011766 | -0.00588 | 1.5 | 13.34% | 0.020258
8 | 26 | 13 | 30 | 2.836 | 3.2672 | 0.18327 | -0.005 | -0.00095648 | -0.00478 | 1.5 | 13.34% | 0.43116
8 | 26 | 14 | 30 | 0.246 | 0.82255 | 0.15385 | -0.0004 | -0.00085843 | -0.00429 | 1.5 | 13.34% | 0.57655
8 | 26 | 15 | 30 | 0 | 0.66603 | 0.11281 | 0 | -0.00074637 | -0.00373 | 1.5 | 13.34% | 0.66603
8 | 26 | 16 | 30 | 0 | 1.1055 | 0.063501 | 0 | -0.00069435 | -0.00347 | 1.5 | 13.34% | 1.1055
8 | 26 | 17 | 30 | 0 | 3.8633 | 0.017645 | 0 | -0.00065633 | -0.00328 | 1.5 | 13.34% | 3.8633
8 | 26 | 18 | 30 | 100 | 7.2611 | 0.001005 | 0 | -6.8034e-05 | -0.00034 | 1.5 | 13.34% | 92.7389
8 | 26 | 19 | 30 | 100 | 100 | 0 | 0 | 0 | 0 | 1.5 | 13.34% | 0
8 | 26 | 20 | 30 | 100 | 100 | 0 | 0 | 0 | 0 | 1.5 | 13.34% | 0
8 | 26 | 21 | 30 | 100 | 100 | 0 | 0 | 0 | 0 | 1.5 | 13.34% | 0
8 | 26 | 22 | 30 | 100 | 100 | 0 | 0 | 0 | 0 | 1.5 | 13.34% | 0
8 | 26 | 23 | 30 | 100 | 100 | 0 | 0 | 0 | 0 | 1.5 | 13.34% | 0
8 | 27 | 0 | 30 | 100 | 100 | 0 | 0 | 0 | 0 | 1.5 | 13.34% | 0
8 | 27 | 1 | 30 | 100 | 100 | 0 | 0 | 0 | 0 | 1.5 | 13.34% | 0
8 | 27 | 2 | 30 | 100 | 100 | 0 | 0 | 0 | 0 | 1.5 | 13.34% | 0
8 | 27 | 3 | 30 | 100 | 100 | 0 | 0 | 0 | 0 | 1.5 | 13.34% | 0
8 | 27 | 4 | 30 | 100 | 100 | 0 | 0 | 0 | 0 | 1.5 | 13.34% | 0
8 | 27 | 5 | 30 | 100 | 7.0325 | 0.00067 | 0 | -4.4022e-05 | -0.00022 | 1.5 | 13.34% | 92.9675
8 | 27 | 6 | 30 | 0 | 2.4262 | 0.016895 | 0 | -0.0004002 | -0.002 | 1.5 | 13.34% | 2.4262
8 | 27 | 7 | 30 | 0 | 1.4033 | 0.059718 | 0 | -0.00082641 | -0.00413 | 1.5 | 13.34% | 1.4033
8 | 27 | 8 | 30 | 0 | 1.1378 | 0.10156 | 0 | -0.0011426 | -0.00571 | 1.5 | 13.34% | 1.1378
8 | 27 | 9 | 30 | 0.459 | 1.2227 | 0.14039 | -0.0004 | -0.0013006 | -0.0065 | 1.5 | 13.34% | 0.7637
8 | 27 | 10 | 30 | 3.127 | 3.9715 | 0.16635 | -0.00504 | -0.0015068 | -0.00753 | 1.5 | 13.34% | 0.8445
8 | 27 | 11 | 30 | 5.347 | 5.5448 | 0.19528 | -0.00966 | -0.0011066 | -0.00553 | 1.5 | 13.34% | 0.19781
8 | 27 | 12 | 30 | 5.483 | 5.6841 | 0.20087 | -0.01043 | -0.00093447 | -0.00467 | 1.5 | 13.34% | 0.20107
8 | 27 | 13 | 30 | 3.334 | 7.0131 | 0.057536 | -0.00011 | -0.0036678 | -0.01833 | 1.5 | 13.34% | 3.6791
8 | 27 | 14 | 30 | 0.652 | 3.8676 | 0.090359 | -0.0004 | -0.0029795 | -0.01489 | 1.5 | 13.34% | 3.2156
8 | 27 | 15 | 30 | 0 | 2.5967 | 0.079455 | 0 | -0.002011 | -0.01005 | 1.5 | 13.34% | 2.5967
8 | 27 | 16 | 30 | 0 | 6.9588 | 0.018269 | 0 | -0.0011886 | -0.00594 | 1.5 | 13.34% | 6.9588
8 | 27 | 17 | 30 | 0 | 4.0086 | 0.017185 | 0 | -0.00066233 | -0.00331 | 1.5 | 13.34% | 4.0086
8 | 27 | 18 | 30 | 100 | 7.0325 | 0.000335 | 0 | -2.2011e-05 | -0.00011 | 1.5 | 13.34% | 92.9675
8 | 27 | 19 | 30 | 100 | 100 | 0 | 0 | 0 | 0 | 1.5 | 13.34% | 0
8 | 27 | 20 | 30 | 100 | 100 | 0 | 0 | 0 | 0 | 1.5 | 13.34% | 0
8 | 27 | 21 | 30 | 100 | 100 | 0 | 0 | 0 | 0 | 1.5 | 13.34% | 0
8 | 27 | 22 | 30 | 100 | 100 | 0 | 0 | 0 | 0 | 1.5 | 13.34% | 0
8 | 27 | 23 | 30 | 100 | 100 | 0 | 0 | 0 | 0 | 1.5 | 13.34% | 0
8 | 28 | 0 | 30 | 100 | 100 | 0 | 0 | 0 | 0 | 1.5 | 13.34% | 0
8 | 28 | 1 | 30 | 100 | 100 | 0 | 0 | 0 | 0 | 1.5 | 13.34% | 0
8 | 28 | 2 | 30 | 100 | 100 | 0 | 0 | 0 | 0 | 1.5 | 13.34% | 0
8 | 28 | 3 | 30 | 100 | 100 | 0 | 0 | 0 | 0 | 1.5 | 13.34% | 0
8 | 28 | 4 | 30 | 100 | 100 | 0 | 0 | 0 | 0 | 1.5 | 13.34% | 0
8 | 28 | 5 | 30 | 100 | 7.0325 | 0.000335 | 0 | -2.2011e-05 | -0.00011 | 1.5 | 13.34% | 92.9675
8 | 28 | 6 | 30 | 0 | 6.2524 | 0.014588 | 0 | -0.00085843 | -0.00429 | 1.5 | 13.34% | 6.2524
8 | 28 | 7 | 30 | 0 | 1.2142 | 0.061382 | 0 | -0.00073637 | -0.00368 | 1.5 | 13.34% | 1.2142
8 | 28 | 8 | 30 | 0 | 0.81189 | 0.10833 | 0 | -0.00087244 | -0.00436 | 1.5 | 13.34% | 0.81189
8 | 28 | 9 | 30 | 0.862 | 1.3654 | 0.13598 | -0.00038 | -0.0014567 | -0.00728 | 1.5 | 13.34% | 0.50336
8 | 28 | 10 | 30 | 3.685 | 3.9598 | 0.16706 | -0.00508 | -0.0014767 | -0.00738 | 1.5 | 13.34% | 0.27478
8 | 28 | 11 | 30 | 5.956 | 5.6044 | 0.18385 | -0.00874 | -0.0014807 | -0.0074 | 1.5 | 13.34% | 0.35158
8 | 28 | 12 | 30 | 6.117 | 6.9988 | 0.071213 | -0.00049 | -0.0042001 | -0.02099 | 1.5 | 13.34% | 0.8818
8 | 28 | 13 | 30 | 3.871 | 4.4908 | 0.14368 | -0.00405 | -0.0022991 | -0.01149 | 1.5 | 13.34% | 0.61981
8 | 28 | 14 | 30 | 1.05 | 3.9129 | 0.089199 | -0.00039 | -0.0029835 | -0.01491 | 1.5 | 13.34% | 2.8629
8 | 28 | 15 | 30 | 0 | 2.0692 | 0.086168 | 0 | -0.0017469 | -0.00873 | 1.5 | 13.34% | 2.0692
8 | 28 | 16 | 30 | 0 | 6.9296 | 0.019113 | 0 | -0.0012386 | -0.00619 | 1.5 | 13.34% | 6.9296
8 | 28 | 17 | 30 | 0 | 3.6792 | 0.01686 | 0 | -0.0005983 | -0.00299 | 1.5 | 13.34% | 3.6792
8 | 28 | 18 | 30 | 100 | 7.2689 | 0.000502 | 0 | -3.4017e-05 | -0.00017 | 1.5 | 13.34% | 92.7311
8 | 28 | 19 | 30 | 100 | 100 | 0 | 0 | 0 | 0 | 1.5 | 13.34% | 0
8 | 28 | 20 | 30 | 100 | 100 | 0 | 0 | 0 | 0 | 1.5 | 13.34% | 0
8 | 28 | 21 | 30 | 100 | 100 | 0 | 0 | 0 | 0 | 1.5 | 13.34% | 0
8 | 28 | 22 | 30 | 100 | 100 | 0 | 0 | 0 | 0 | 1.5 | 13.34% | 0
8 | 28 | 23 | 30 | 100 | 100 | 0 | 0 | 0 | 0 | 1.5 | 13.34% | 0
8 | 29 | 0 | 30 | 100 | 100 | 0 | 0 | 0 | 0 | 1.5 | 13.34% | 0
8 | 29 | 1 | 30 | 100 | 100 | 0 | 0 | 0 | 0 | 1.5 | 13.34% | 0
8 | 29 | 2 | 30 | 100 | 100 | 0 | 0 | 0 | 0 | 1.5 | 13.34% | 0
8 | 29 | 3 | 30 | 100 | 100 | 0 | 0 | 0 | 0 | 1.5 | 13.34% | 0
8 | 29 | 4 | 30 | 100 | 100 | 0 | 0 | 0 | 0 | 1.5 | 13.34% | 0
8 | 29 | 5 | 30 | 100 | 7.0325 | 0.000335 | 0 | -2.2011e-05 | -0.00011 | 1.5 | 13.34% | 92.9675
8 | 29 | 6 | 30 | 0 | 2.9497 | 0.016761 | 0 | -0.00048024 | -0.0024 | 1.5 | 13.34% | 2.9497
8 | 29 | 7 | 30 | 0 | 1.1424 | 0.062005 | 0 | -0.00070035 | -0.0035 | 1.5 | 13.34% | 1.1424
8 | 29 | 8 | 30 | 0 | 0.77372 | 0.1092 | 0 | -0.00083842 | -0.00419 | 1.5 | 13.34% | 0.77372
8 | 29 | 9 | 30 | 1.221 | 2.0674 | 0.14174 | -0.00166 | -0.0012446 | -0.00622 | 1.5 | 13.34% | 0.84641
8 | 29 | 10 | 30 | 4.22 | 4.634 | 0.16609 | -0.00612 | -0.0015068 | -0.00753 | 1.5 | 13.34% | 0.41398
8 | 29 | 11 | 30 | 6.66 | 7.2018 | 0.17768 | -0.01099 | -0.0016848 | -0.00842 | 1.5 | 13.34% | 0.54181
8 | 29 | 12 | 30 | 6.752 | 7.4104 | 0.18202 | -0.01184 | -0.0015348 | -0.00767 | 1.5 | 13.34% | 0.65845
8 | 29 | 13 | 30 | 4.432 | 4.7385 | 0.17735 | -0.00723 | -0.0011206 | -0.0056 | 1.5 | 13.34% | 0.30646
8 | 29 | 14 | 30 | 1.404 | 2.5568 | 0.14522 | -0.00257 | -0.0011146 | -0.00557 | 1.5 | 13.34% | 1.1528
8 | 29 | 15 | 30 | 0 | 3.1149 | 0.072268 | 0 | -0.0021831 | -0.01091 | 1.5 | 13.34% | 3.1149
8 | 29 | 16 | 30 | 0 | 4.2606 | 0.039712 | 0 | -0.0016228 | -0.00811 | 1.5 | 13.34% | 4.2606
8 | 29 | 17 | 30 | 0 | 6.3619 | 0.014084 | 0 | -0.00084242 | -0.00421 | 1.5 | 13.34% | 6.3619
8 | 29 | 18 | 30 | 100 | 7.0325 | 0.000335 | 0 | -2.2011e-05 | -0.00011 | 1.5 | 13.34% | 92.9675
8 | 29 | 19 | 30 | 100 | 100 | 0 | 0 | 0 | 0 | 1.5 | 13.34% | 0
8 | 29 | 20 | 30 | 100 | 100 | 0 | 0 | 0 | 0 | 1.5 | 13.34% | 0
8 | 29 | 21 | 30 | 100 | 100 | 0 | 0 | 0 | 0 | 1.5 | 13.34% | 0
8 | 29 | 22 | 30 | 100 | 100 | 0 | 0 | 0 | 0 | 1.5 | 13.34% | 0
8 | 29 | 23 | 30 | 100 | 100 | 0 | 0 | 0 | 0 | 1.5 | 13.34% | 0
8 | 30 | 0 | 30 | 100 | 100 | 0 | 0 | 0 | 0 | 1.5 | 13.34% | 0
8 | 30 | 1 | 30 | 100 | 100 | 0 | 0 | 0 | 0 | 1.5 | 13.34% | 0
8 | 30 | 2 | 30 | 100 | 100 | 0 | 0 | 0 | 0 | 1.5 | 13.34% | 0
8 | 30 | 3 | 30 | 100 | 100 | 0 | 0 | 0 | 0 | 1.5 | 13.34% | 0
8 | 30 | 4 | 30 | 100 | 100 | 0 | 0 | 0 | 0 | 1.5 | 13.34% | 0
8 | 30 | 5 | 30 | 100 | 7.0325 | 0.000335 | 0 | -2.2011e-05 | -0.00011 | 1.5 | 13.34% | 92.9675
8 | 30 | 6 | 30 | 0 | 2.7252 | 0.016745 | 0 | -0.00044422 | -0.00222 | 1.5 | 13.34% | 2.7252
8 | 30 | 7 | 30 | 0 | 0.95089 | 0.063943 | 0 | -0.0006023 | -0.00301 | 1.5 | 13.34% | 0.95089
8 | 30 | 8 | 30 | 0 | 1.1104 | 0.10185 | 0 | -0.0011186 | -0.00559 | 1.5 | 13.34% | 1.1104
8 | 30 | 9 | 30 | 1.67 | 2.1346 | 0.13919 | -0.00161 | -0.0013327 | -0.00666 | 1.5 | 13.34% | 0.46457
8 | 30 | 10 | 30 | 4.765 | 4.571 | 0.17221 | -0.00652 | -0.0012926 | -0.00646 | 1.5 | 13.34% | 0.19399
8 | 30 | 11 | 30 | 7.278 | 7.1986 | 0.18366 | -0.01164 | -0.0014747 | -0.00737 | 1.5 | 13.34% | 0.079428
8 | 30 | 12 | 30 | 7.383 | 7.424 | 0.19661 | -0.01347 | -0.0010485 | -0.00524 | 1.5 | 13.34% | 0.04102
8 | 30 | 13 | 30 | 4.907 | 4.7554 | 0.17478 | -0.00706 | -0.0011946 | -0.00597 | 1.5 | 13.34% | 0.15165
8 | 30 | 14 | 30 | 1.811 | 4.2225 | 0.094211 | -0.00105 | -0.0028094 | -0.01404 | 1.5 | 13.34% | 2.4115
8 | 30 | 15 | 30 | 0 | 7.1711 | 0.014743 | 0 | -0.00098649 | -0.00493 | 1.5 | 13.34% | 7.1711
8 | 30 | 16 | 30 | 0 | 7.1675 | 0.009544 | 0 | -0.00063832 | -0.00319 | 1.5 | 13.34% | 7.1675
8 | 30 | 17 | 30 | 0 | 3.9144 | 0.015936 | 0 | -0.0006003 | -0.003 | 1.5 | 13.34% | 3.9144
8 | 30 | 18 | 30 | 100 | 100 | 0 | 0 | 0 | 0 | 1.5 | 13.34% | 0
8 | 30 | 19 | 30 | 100 | 100 | 0 | 0 | 0 | 0 | 1.5 | 13.34% | 0
8 | 30 | 20 | 30 | 100 | 100 | 0 | 0 | 0 | 0 | 1.5 | 13.34% | 0
8 | 30 | 21 | 30 | 100 | 100 | 0 | 0 | 0 | 0 | 1.5 | 13.34% | 0
8 | 30 | 22 | 30 | 100 | 100 | 0 | 0 | 0 | 0 | 1.5 | 13.34% | 0
8 | 30 | 23 | 30 | 100 | 100 | 0 | 0 | 0 | 0 | 1.5 | 13.34% | 0
8 | 31 | 0 | 30 | 100 | 100 | 0 | 0 | 0 | 0 | 1.5 | 13.34% | 0
8 | 31 | 1 | 30 | 100 | 100 | 0 | 0 | 0 | 0 | 1.5 | 13.34% | 0
8 | 31 | 2 | 30 | 100 | 100 | 0 | 0 | 0 | 0 | 1.5 | 13.34% | 0
8 | 31 | 3 | 30 | 100 | 100 | 0 | 0 | 0 | 0 | 1.5 | 13.34% | 0
8 | 31 | 4 | 30 | 100 | 100 | 0 | 0 | 0 | 0 | 1.5 | 13.34% | 0
8 | 31 | 5 | 30 | 100 | 7.2201 | 0.000167 | 0 | -1.1246e-05 | -5.62e-05 | 1.5 | 13.34% | 92.7799
8 | 31 | 6 | 30 | 0 | 5.9064 | 0.014603 | 0 | -0.00081441 | -0.00407 | 1.5 | 13.34% | 5.9064
8 | 31 | 7 | 30 | 0 | 1.423 | 0.059186 | 0 | -0.00083041 | -0.00415 | 1.5 | 13.34% | 1.423
8 | 31 | 8 | 30 | 0 | 3.787 | 0.064546 | 0 | -0.0023552 | -0.01177 | 1.5 | 13.34% | 3.787
8 | 31 | 9 | 30 | 2.093 | 3.7082 | 0.11217 | -0.0018 | -0.0022751 | -0.01137 | 1.5 | 13.34% | 1.6152
8 | 31 | 10 | 30 | 5.356 | 6.2588 | 0.1218 | -0.00447 | -0.0029675 | -0.01483 | 1.5 | 13.34% | 0.90279
8 | 31 | 11 | 30 | 7.933 | 7.9893 | 0.17919 | -0.01257 | -0.0016168 | -0.00808 | 1.5 | 13.34% | 0.056274
8 | 31 | 12 | 30 | 7.925 | 7.2645 | 0.059657 | -0.00026 | -0.0037979 | -0.01898 | 1.5 | 13.34% | 0.66048
8 | 31 | 13 | 30 | 5.425 | 7.2055 | 0.021603 | -1.34e-06 | -0.0014507 | -0.00725 | 1.5 | 13.34% | 1.7805
8 | 31 | 14 | 30 | 2.16 | 4.5689 | 0.093062 | -0.00131 | -0.0028134 | -0.01406 | 1.5 | 13.34% | 2.4089
8 | 31 | 15 | 30 | 0 | 7.0116 | 0.022212 | -6.81e-07 | -0.0014547 | -0.00727 | 1.5 | 13.34% | 7.0116
8 | 31 | 16 | 30 | 0 | 7.1073 | 0.012062 | 0 | -0.0008004 | -0.004 | 1.5 | 13.34% | 7.1073
8 | 31 | 17 | 30 | 0 | 7.1032 | 0.007754 | 0 | -0.00051426 | -0.00257 | 1.5 | 13.34% | 7.1032
8 | 31 | 18 | 30 | 100 | 100 | 0 | 0 | 0 | 0 | 1.5 | 13.34% | 0
8 | 31 | 19 | 30 | 100 | 100 | 0 | 0 | 0 | 0 | 1.5 | 13.34% | 0
8 | 31 | 20 | 30 | 100 | 100 | 0 | 0 | 0 | 0 | 1.5 | 13.34% | 0
8 | 31 | 21 | 30 | 100 | 100 | 0 | 0 | 0 | 0 | 1.5 | 13.34% | 0
8 | 31 | 22 | 30 | 100 | 100 | 0 | 0 | 0 | 0 | 1.5 | 13.34% | 0
8 | 31 | 23 | 30 | 100 | 100 | 0 | 0 | 0 | 0 | 1.5 | 13.34% | 0
9 | 1 | 0 | 30 | 100 | 100 | 0 | 0 | 0 | 0 | 1.5 | 13.34% | 0
9 | 1 | 1 | 30 | 100 | 100 | 0 | 0 | 0 | 0 | 1.5 | 13.34% | 0
9 | 1 | 2 | 30 | 100 | 100 | 0 | 0 | 0 | 0 | 1.5 | 13.34% | 0
9 | 1 | 3 | 30 | 100 | 100 | 0 | 0 | 0 | 0 | 1.5 | 13.34% | 0
9 | 1 | 4 | 30 | 100 | 100 | 0 | 0 | 0 | 0 | 1.5 | 13.34% | 0
9 | 1 | 5 | 30 | 100 | 7.2201 | 0.000167 | 0 | -1.1246e-05 | -5.62e-05 | 1.5 | 13.34% | 92.7799
9 | 1 | 6 | 30 | 0 | 1.719 | 0.016932 | 0 | -0.00028614 | -0.00143 | 1.5 | 13.34% | 1.719
9 | 1 | 7 | 30 | 0 | 0.72767 | 0.066477 | 0 | -0.00048024 | -0.0024 | 1.5 | 13.34% | 0.72767
9 | 1 | 8 | 30 | 0 | 0.56002 | 0.11462 | 0 | -0.00063832 | -0.00319 | 1.5 | 13.34% | 0.56002
9 | 1 | 9 | 30 | 2.536 | 2.6312 | 0.15606 | -0.00333 | -0.00075638 | -0.00378 | 1.5 | 13.34% | 0.095219
9 | 1 | 10 | 30 | 5.905 | 5.844 | 0.18763 | -0.01012 | -0.0007984 | -0.00399 | 1.5 | 13.34% | 0.061021
9 | 1 | 11 | 30 | 8.685 | 8.034 | 0.20454 | -0.0153 | -0.0010485 | -0.00524 | 1.5 | 13.34% | 0.65099
9 | 1 | 12 | 30 | 8.564 | 8.2883 | 0.20338 | -0.01573 | -0.0010405 | -0.0052 | 1.5 | 13.34% | 0.27569
9 | 1 | 13 | 30 | 5.971 | 6.0838 | 0.18291 | -0.01016 | -0.00091246 | -0.00456 | 1.5 | 13.34% | 0.11285
9 | 1 | 14 | 30 | 2.609 | 2.8378 | 0.1566 | -0.00373 | -0.00069435 | -0.00347 | 1.5 | 13.34% | 0.22884
9 | 1 | 15 | 30 | 0 | 0.7041 | 0.11206 | -0.00012 | -0.00066433 | -0.00332 | 1.5 | 13.34% | 0.7041
9 | 1 | 16 | 30 | 0 | 1.0095 | 0.061665 | 0 | -0.00061631 | -0.00308 | 1.5 | 13.34% | 1.0095
9 | 1 | 17 | 30 | 0 | 3.6998 | 0.015087 | 0 | -0.00053827 | -0.00269 | 1.5 | 13.34% | 3.6998
9 | 1 | 18 | 30 | 100 | 100 | 0 | 0 | 0 | 0 | 1.5 | 13.34% | 0
9 | 1 | 19 | 30 | 100 | 100 | 0 | 0 | 0 | 0 | 1.5 | 13.34% | 0
9 | 1 | 20 | 30 | 100 | 100 | 0 | 0 | 0 | 0 | 1.5 | 13.34% | 0
9 | 1 | 21 | 30 | 100 | 100 | 0 | 0 | 0 | 0 | 1.5 | 13.34% | 0
9 | 1 | 22 | 30 | 100 | 100 | 0 | 0 | 0 | 0 | 1.5 | 13.34% | 0
9 | 1 | 23 | 30 | 100 | 100 | 0 | 0 | 0 | 0 | 1.5 | 13.34% | 0
9 | 2 | 0 | 30 | 100 | 100 | 0 | 0 | 0 | 0 | 1.5 | 13.34% | 0
9 | 2 | 1 | 30 | 100 | 100 | 0 | 0 | 0 | 0 | 1.5 | 13.34% | 0
9 | 2 | 2 | 30 | 100 | 100 | 0 | 0 | 0 | 0 | 1.5 | 13.34% | 0
9 | 2 | 3 | 30 | 100 | 100 | 0 | 0 | 0 | 0 | 1.5 | 13.34% | 0
9 | 2 | 4 | 30 | 100 | 100 | 0 | 0 | 0 | 0 | 1.5 | 13.34% | 0
9 | 2 | 5 | 30 | 100 | 100 | 0 | 0 | 0 | 0 | 1.5 | 13.34% | 0
9 | 2 | 6 | 30 | 0 | 1.9364 | 0.016854 | 0 | -0.00032016 | -0.0016 | 1.5 | 13.34% | 1.9364
9 | 2 | 7 | 30 | 0 | 0.9039 | 0.064332 | 0 | -0.00057629 | -0.00288 | 1.5 | 13.34% | 0.9039
9 | 2 | 8 | 30 | 0.036 | 0.41493 | 0.12192 | -0.0001 | -0.0004042 | -0.00202 | 1.5 | 13.34% | 0.37893
9 | 2 | 9 | 30 | 2.95 | 3.6758 | 0.15173 | -0.00465 | -0.00089445 | -0.00447 | 1.5 | 13.34% | 0.72582
9 | 2 | 10 | 30 | 6.467 | 7.2036 | 0.17285 | -0.0111 | -0.0012606 | -0.0063 | 1.5 | 13.34% | 0.73661
9 | 2 | 11 | 30 | 9.304 | 9.7143 | 0.19831 | -0.01818 | -0.00098849 | -0.00494 | 1.5 | 13.34% | 0.41035
9 | 2 | 12 | 30 | 9.246 | 10.0416 | 0.20064 | -0.01915 | -0.00090645 | -0.00453 | 1.5 | 13.34% | 0.7956
9 | 2 | 13 | 30 | 6.543 | 7.5725 | 0.19088 | -0.01332 | -0.0010545 | -0.00527 | 1.5 | 13.34% | 1.0295
9 | 2 | 14 | 30 | 3.019 | 3.9305 | 0.15581 | -0.00539 | -0.00070635 | -0.00353 | 1.5 | 13.34% | 0.9115
9 | 2 | 15 | 30 | 0.041 | 2.6302 | 0.078706 | -0.00015 | -0.0018709 | -0.00935 | 1.5 | 13.34% | 2.5892
9 | 2 | 16 | 30 | 0 | 2.1579 | 0.051249 | 0 | -0.0010825 | -0.00541 | 1.5 | 13.34% | 2.1579
9 | 2 | 17 | 30 | 0 | 4.3332 | 0.014502 | 0 | -0.0006023 | -0.00301 | 1.5 | 13.34% | 4.3332
9 | 2 | 18 | 30 | 100 | 100 | 0 | 0 | 0 | 0 | 1.5 | 13.34% | 0
9 | 2 | 19 | 30 | 100 | 100 | 0 | 0 | 0 | 0 | 1.5 | 13.34% | 0
9 | 2 | 20 | 30 | 100 | 100 | 0 | 0 | 0 | 0 | 1.5 | 13.34% | 0
9 | 2 | 21 | 30 | 100 | 100 | 0 | 0 | 0 | 0 | 1.5 | 13.34% | 0
9 | 2 | 22 | 30 | 100 | 100 | 0 | 0 | 0 | 0 | 1.5 | 13.34% | 0
9 | 2 | 23 | 30 | 100 | 100 | 0 | 0 | 0 | 0 | 1.5 | 13.34% | 0
9 | 3 | 0 | 30 | 100 | 100 | 0 | 0 | 0 | 0 | 1.5 | 13.34% | 0
9 | 3 | 1 | 30 | 100 | 100 | 0 | 0 | 0 | 0 | 1.5 | 13.34% | 0
9 | 3 | 2 | 30 | 100 | 100 | 0 | 0 | 0 | 0 | 1.5 | 13.34% | 0
9 | 3 | 3 | 30 | 100 | 100 | 0 | 0 | 0 | 0 | 1.5 | 13.34% | 0
9 | 3 | 4 | 30 | 100 | 100 | 0 | 0 | 0 | 0 | 1.5 | 13.34% | 0
9 | 3 | 5 | 30 | 100 | 100 | 0 | 0 | 0 | 0 | 1.5 | 13.34% | 0
9 | 3 | 6 | 30 | 0 | 1.7067 | 0.016933 | 0 | -0.00028414 | -0.00142 | 1.5 | 13.34% | 1.7067
9 | 3 | 7 | 30 | 0 | 0.72817 | 0.066432 | 0 | -0.00048024 | -0.0024 | 1.5 | 13.34% | 0.72817
9 | 3 | 8 | 30 | 0.128 | 0.70483 | 0.11286 | -9.22e-05 | -0.00069835 | -0.00349 | 1.5 | 13.34% | 0.57683
9 | 3 | 9 | 30 | 3.39 | 3.688 | 0.15088 | -0.00461 | -0.00092046 | -0.0046 | 1.5 | 13.34% | 0.29797
9 | 3 | 10 | 30 | 7.064 | 7.2003 | 0.18086 | -0.01195 | -0.0010005 | -0.005 | 1.5 | 13.34% | 0.13634
9 | 3 | 11 | 30 | 9.966 | 9.7067 | 0.20321 | -0.01859 | -0.0010345 | -0.00517 | 1.5 | 13.34% | 0.25933
9 | 3 | 12 | 30 | 9.965 | 9.7422 | 0.16826 | -0.01426 | -0.001943 | -0.00971 | 1.5 | 13.34% | 0.22278
9 | 3 | 13 | 30 | 7.078 | 7.5727 | 0.18997 | -0.01326 | -0.0010465 | -0.00523 | 1.5 | 13.34% | 0.49465
9 | 3 | 14 | 30 | 3.428 | 4.169 | 0.13774 | -0.0044 | -0.0012886 | -0.00644 | 1.5 | 13.34% | 0.74099
9 | 3 | 15 | 30 | 0.118 | 1.7229 | 0.092513 | -0.00022 | -0.0013507 | -0.00675 | 1.5 | 13.34% | 1.6049
9 | 3 | 16 | 30 | 0 | 1.8073 | 0.053429 | 0 | -0.00094847 | -0.00474 | 1.5 | 13.34% | 1.8073
9 | 3 | 17 | 30 | 0 | 4.2043 | 0.014085 | 0 | -0.00056828 | -0.00284 | 1.5 | 13.34% | 4.2043
9 | 3 | 18 | 30 | 100 | 100 | 0 | 0 | 0 | 0 | 1.5 | 13.34% | 0
9 | 3 | 19 | 30 | 100 | 100 | 0 | 0 | 0 | 0 | 1.5 | 13.34% | 0
9 | 3 | 20 | 30 | 100 | 100 | 0 | 0 | 0 | 0 | 1.5 | 13.34% | 0
9 | 3 | 21 | 30 | 100 | 100 | 0 | 0 | 0 | 0 | 1.5 | 13.34% | 0
9 | 3 | 22 | 30 | 100 | 100 | 0 | 0 | 0 | 0 | 1.5 | 13.34% | 0
9 | 3 | 23 | 30 | 100 | 100 | 0 | 0 | 0 | 0 | 1.5 | 13.34% | 0
9 | 4 | 0 | 30 | 100 | 100 | 0 | 0 | 0 | 0 | 1.5 | 13.34% | 0
9 | 4 | 1 | 30 | 100 | 100 | 0 | 0 | 0 | 0 | 1.5 | 13.34% | 0
9 | 4 | 2 | 30 | 100 | 100 | 0 | 0 | 0 | 0 | 1.5 | 13.34% | 0
9 | 4 | 3 | 30 | 100 | 100 | 0 | 0 | 0 | 0 | 1.5 | 13.34% | 0
9 | 4 | 4 | 30 | 100 | 100 | 0 | 0 | 0 | 0 | 1.5 | 13.34% | 0
9 | 4 | 5 | 30 | 100 | 100 | 0 | 0 | 0 | 0 | 1.5 | 13.34% | 0
9 | 4 | 6 | 30 | 0 | 1.9917 | 0.016805 | 0 | -0.00032816 | -0.00164 | 1.5 | 13.34% | 1.9917
9 | 4 | 7 | 30 | 0 | 0.6684 | 0.067206 | 0 | -0.00044622 | -0.00223 | 1.5 | 13.34% | 0.6684
9 | 4 | 8 | 30 | 0.235 | 0.88741 | 0.11384 | -0.00034 | -0.00066433 | -0.00332 | 1.5 | 13.34% | 0.65241
9 | 4 | 9 | 30 | 3.851 | 4.1012 | 0.16044 | -0.00593 | -0.00062431 | -0.00312 | 1.5 | 13.34% | 0.25017
9 | 4 | 10 | 30 | 7.656 | 7.9851 | 0.18857 | -0.01423 | -0.00076638 | -0.00383 | 1.5 | 13.34% | 0.32914
9 | 4 | 11 | 30 | 10.589 | 10.6461 | 0.1966 | -0.01979 | -0.0010305 | -0.00515 | 1.5 | 13.34% | 0.057096
9 | 4 | 12 | 30 | 10.554 | 10.8302 | 0.19196 | -0.01951 | -0.0011546 | -0.00577 | 1.5 | 13.34% | 0.27618
9 | 4 | 13 | 30 | 7.621 | 8.2924 | 0.18696 | -0.01468 | -0.00076038 | -0.0038 | 1.5 | 13.34% | 0.67138
9 | 4 | 14 | 30 | 3.877 | 5.0232 | 0.1526 | -0.00685 | -0.00077639 | -0.00388 | 1.5 | 13.34% | 1.1462
9 | 4 | 15 | 30 | 0.2 | 1.1692 | 0.11216 | -0.0007 | -0.0006043 | -0.00302 | 1.5 | 13.34% | 0.96919
9 | 4 | 16 | 30 | 0 | 1.285 | 0.057411 | 0 | -0.00072836 | -0.00364 | 1.5 | 13.34% | 1.285
9 | 4 | 17 | 30 | 0 | 3.7956 | 0.01368 | 0 | -0.00050025 | -0.0025 | 1.5 | 13.34% | 3.7956
9 | 4 | 18 | 30 | 100 | 100 | 0 | 0 | 0 | 0 | 1.5 | 13.34% | 0
9 | 4 | 19 | 30 | 100 | 100 | 0 | 0 | 0 | 0 | 1.5 | 13.34% | 0
9 | 4 | 20 | 30 | 100 | 100 | 0 | 0 | 0 | 0 | 1.5 | 13.34% | 0
9 | 4 | 21 | 30 | 100 | 100 | 0 | 0 | 0 | 0 | 1.5 | 13.34% | 0
9 | 4 | 22 | 30 | 100 | 100 | 0 | 0 | 0 | 0 | 1.5 | 13.34% | 0
9 | 4 | 23 | 30 | 100 | 100 | 0 | 0 | 0 | 0 | 1.5 | 13.34% | 0
9 | 5 | 0 | 30 | 100 | 100 | 0 | 0 | 0 | 0 | 1.5 | 13.34% | 0
9 | 5 | 1 | 30 | 100 | 100 | 0 | 0 | 0 | 0 | 1.5 | 13.34% | 0
9 | 5 | 2 | 30 | 100 | 100 | 0 | 0 | 0 | 0 | 1.5 | 13.34% | 0
9 | 5 | 3 | 30 | 100 | 100 | 0 | 0 | 0 | 0 | 1.5 | 13.34% | 0
9 | 5 | 4 | 30 | 100 | 100 | 0 | 0 | 0 | 0 | 1.5 | 13.34% | 0
9 | 5 | 5 | 30 | 100 | 100 | 0 | 0 | 0 | 0 | 1.5 | 13.34% | 0
9 | 5 | 6 | 30 | 0 | 1.7068 | 0.016932 | 0 | -0.00028414 | -0.00142 | 1.5 | 13.34% | 1.7068
9 | 5 | 7 | 30 | 0 | 5.0639 | 0.033628 | 0 | -0.0016208 | -0.0081 | 1.5 | 13.34% | 5.0639
9 | 5 | 8 | 30 | 0.373 | 0.92609 | 0.11282 | -0.00034 | -0.00069835 | -0.00349 | 1.5 | 13.34% | 0.55309
9 | 5 | 9 | 30 | 4.351 | 4.219 | 0.14917 | -0.00528 | -0.00097249 | -0.00486 | 1.5 | 13.34% | 0.13198
9 | 5 | 10 | 30 | 8.226 | 7.9672 | 0.18938 | -0.01398 | -0.0010265 | -0.00513 | 1.5 | 13.34% | 0.25879
9 | 5 | 11 | 30 | 11.349 | 10.6048 | 0.19219 | -0.0191 | -0.0011586 | -0.00579 | 1.5 | 13.34% | 0.74416
9 | 5 | 12 | 30 | 11.233 | 10.7602 | 0.18573 | -0.0185 | -0.0013407 | -0.0067 | 1.5 | 13.34% | 0.47279
9 | 5 | 13 | 30 | 8.126 | 7.3992 | 0.066564 | -0.0009 | -0.0037479 | -0.01873 | 1.5 | 13.34% | 0.72683
9 | 5 | 14 | 30 | 4.248 | 5.4616 | 0.11349 | -0.00401 | -0.002075 | -0.01037 | 1.5 | 13.34% | 1.2136
9 | 5 | 15 | 30 | 0.288 | 7.0229 | 0.021216 | -3.75e-06 | -0.0013887 | -0.00694 | 1.5 | 13.34% | 6.7349
9 | 5 | 16 | 30 | 0 | 0.99469 | 0.059732 | 0 | -0.00058829 | -0.00294 | 1.5 | 13.34% | 0.99469
9 | 5 | 17 | 30 | 0 | 5.1758 | 0.012849 | 0 | -0.00063232 | -0.00316 | 1.5 | 13.34% | 5.1758
9 | 5 | 18 | 30 | 100 | 100 | 0 | 0 | 0 | 0 | 1.5 | 13.34% | 0
9 | 5 | 19 | 30 | 100 | 100 | 0 | 0 | 0 | 0 | 1.5 | 13.34% | 0
9 | 5 | 20 | 30 | 100 | 100 | 0 | 0 | 0 | 0 | 1.5 | 13.34% | 0
9 | 5 | 21 | 30 | 100 | 100 | 0 | 0 | 0 | 0 | 1.5 | 13.34% | 0
9 | 5 | 22 | 30 | 100 | 100 | 0 | 0 | 0 | 0 | 1.5 | 13.34% | 0
9 | 5 | 23 | 30 | 100 | 100 | 0 | 0 | 0 | 0 | 1.5 | 13.34% | 0
9 | 6 | 0 | 30 | 100 | 100 | 0 | 0 | 0 | 0 | 1.5 | 13.34% | 0
9 | 6 | 1 | 30 | 100 | 100 | 0 | 0 | 0 | 0 | 1.5 | 13.34% | 0
9 | 6 | 2 | 30 | 100 | 100 | 0 | 0 | 0 | 0 | 1.5 | 13.34% | 0
9 | 6 | 3 | 30 | 100 | 100 | 0 | 0 | 0 | 0 | 1.5 | 13.34% | 0
9 | 6 | 4 | 30 | 100 | 100 | 0 | 0 | 0 | 0 | 1.5 | 13.34% | 0
9 | 6 | 5 | 30 | 100 | 100 | 0 | 0 | 0 | 0 | 1.5 | 13.34% | 0
9 | 6 | 6 | 30 | 0 | 1.4244 | 0.017098 | 0 | -0.00024012 | -0.0012 | 1.5 | 13.34% | 1.4244
9 | 6 | 7 | 30 | 0 | 2.9071 | 0.046537 | 0 | -0.0013147 | -0.00657 | 1.5 | 13.34% | 2.9071
9 | 6 | 8 | 30 | 0.537 | 2.8545 | 0.078037 | -0.00026 | -0.001913 | -0.00956 | 1.5 | 13.34% | 2.3175
9 | 6 | 9 | 30 | 4.83 | 6.4087 | 0.071766 | -0.00125 | -0.0031476 | -0.01573 | 1.5 | 13.34% | 1.5787
9 | 6 | 10 | 30 | 8.815 | 7.8155 | 0.0751 | -0.00182 | -0.0037559 | -0.01877 | 1.5 | 13.34% | 0.99953
9 | 6 | 11 | 30 | 11.959 | 7.219 | 0.023455 | -6.9e-06 | -0.0015728 | -0.00786 | 1.5 | 13.34% | 4.74
9 | 6 | 12 | 30 | 11.909 | 12.728 | 0.20672 | -0.0251 | -0.0010745 | -0.00537 | 1.5 | 13.34% | 0.81899
9 | 6 | 13 | 30 | 8.665 | 9.5597 | 0.16495 | -0.01421 | -0.0014227 | -0.00711 | 1.5 | 13.34% | 0.8947
9 | 6 | 14 | 30 | 4.671 | 7.1282 | 0.046351 | -0.00014 | -0.0029535 | -0.01476 | 1.5 | 13.34% | 2.4572
9 | 6 | 15 | 30 | 0.378 | 4.5351 | 0.058616 | -0.00028 | -0.0022751 | -0.01137 | 1.5 | 13.34% | 4.1571
9 | 6 | 16 | 30 | 0 | 1.3412 | 0.055792 | 0 | -0.00073837 | -0.00369 | 1.5 | 13.34% | 1.3412
9 | 6 | 17 | 30 | 0 | 7.1754 | 0.004005 | 0 | -0.00026813 | -0.00134 | 1.5 | 13.34% | 7.1754
9 | 6 | 18 | 30 | 100 | 100 | 0 | 0 | 0 | 0 | 1.5 | 13.34% | 0
9 | 6 | 19 | 30 | 100 | 100 | 0 | 0 | 0 | 0 | 1.5 | 13.34% | 0
9 | 6 | 20 | 30 | 100 | 100 | 0 | 0 | 0 | 0 | 1.5 | 13.34% | 0
9 | 6 | 21 | 30 | 100 | 100 | 0 | 0 | 0 | 0 | 1.5 | 13.34% | 0
9 | 6 | 22 | 30 | 100 | 100 | 0 | 0 | 0 | 0 | 1.5 | 13.34% | 0
9 | 6 | 23 | 30 | 100 | 100 | 0 | 0 | 0 | 0 | 1.5 | 13.34% | 0
9 | 7 | 0 | 30 | 100 | 100 | 0 | 0 | 0 | 0 | 1.5 | 13.34% | 0
9 | 7 | 1 | 30 | 100 | 100 | 0 | 0 | 0 | 0 | 1.5 | 13.34% | 0
9 | 7 | 2 | 30 | 100 | 100 | 0 | 0 | 0 | 0 | 1.5 | 13.34% | 0
9 | 7 | 3 | 30 | 100 | 100 | 0 | 0 | 0 | 0 | 1.5 | 13.34% | 0
9 | 7 | 4 | 30 | 100 | 100 | 0 | 0 | 0 | 0 | 1.5 | 13.34% | 0
9 | 7 | 5 | 30 | 100 | 100 | 0 | 0 | 0 | 0 | 1.5 | 13.34% | 0
9 | 7 | 6 | 30 | 0 | 1.1577 | 0.017309 | 0 | -0.0001981 | -0.00099 | 1.5 | 13.34% | 1.1577
9 | 7 | 7 | 30 | 0 | 0.60972 | 0.068018 | 0 | -0.00041221 | -0.00206 | 1.5 | 13.34% | 0.60972
9 | 7 | 8 | 30 | 0.709 | 1.2177 | 0.10941 | -0.00051 | -0.00081241 | -0.00406 | 1.5 | 13.34% | 0.50871
9 | 7 | 9 | 30 | 5.33 | 5.1884 | 0.16217 | -0.00737 | -0.0009925 | -0.00496 | 1.5 | 13.34% | 0.14162
9 | 7 | 10 | 30 | 9.431 | 9.2935 | 0.17706 | -0.01525 | -0.0011026 | -0.00551 | 1.5 | 13.34% | 0.13753
9 | 7 | 11 | 30 | 12.684 | 12.3565 | 0.19758 | -0.02331 | -0.00098249 | -0.00491 | 1.5 | 13.34% | 0.32754
9 | 7 | 12 | 30 | 12.544 | 12.6289 | 0.18932 | -0.02255 | -0.0012066 | -0.00603 | 1.5 | 13.34% | 0.084874
9 | 7 | 13 | 30 | 9.263 | 9.7386 | 0.18776 | -0.01751 | -0.00070635 | -0.00353 | 1.5 | 13.34% | 0.47557
9 | 7 | 14 | 30 | 5.11 | 6.1215 | 0.15491 | -0.00878 | -0.00066233 | -0.00331 | 1.5 | 13.34% | 1.0115
9 | 7 | 15 | 30 | 0.482 | 1.5367 | 0.11261 | -0.00119 | -0.00053227 | -0.00266 | 1.5 | 13.34% | 1.0547
9 | 7 | 16 | 30 | 0 | 1.3689 | 0.054973 | 0 | -0.00074237 | -0.00371 | 1.5 | 13.34% | 1.3689
9 | 7 | 17 | 30 | 0 | 4.5174 | 0.012176 | 0 | -0.00052626 | -0.00263 | 1.5 | 13.34% | 4.5174
9 | 7 | 18 | 30 | 100 | 100 | 0 | 0 | 0 | 0 | 1.5 | 13.34% | 0
9 | 7 | 19 | 30 | 100 | 100 | 0 | 0 | 0 | 0 | 1.5 | 13.34% | 0
9 | 7 | 20 | 30 | 100 | 100 | 0 | 0 | 0 | 0 | 1.5 | 13.34% | 0
9 | 7 | 21 | 30 | 100 | 100 | 0 | 0 | 0 | 0 | 1.5 | 13.34% | 0
9 | 7 | 22 | 30 | 100 | 100 | 0 | 0 | 0 | 0 | 1.5 | 13.34% | 0
9 | 7 | 23 | 30 | 100 | 100 | 0 | 0 | 0 | 0 | 1.5 | 13.34% | 0
9 | 8 | 0 | 30 | 100 | 100 | 0 | 0 | 0 | 0 | 1.5 | 13.34% | 0
9 | 8 | 1 | 30 | 100 | 100 | 0 | 0 | 0 | 0 | 1.5 | 13.34% | 0
9 | 8 | 2 | 30 | 100 | 100 | 0 | 0 | 0 | 0 | 1.5 | 13.34% | 0
9 | 8 | 3 | 30 | 100 | 100 | 0 | 0 | 0 | 0 | 1.5 | 13.34% | 0
9 | 8 | 4 | 30 | 100 | 100 | 0 | 0 | 0 | 0 | 1.5 | 13.34% | 0
9 | 8 | 5 | 30 | 100 | 100 | 0 | 0 | 0 | 0 | 1.5 | 13.34% | 0
9 | 8 | 6 | 30 | 0 | 1.4617 | 0.017084 | 0 | -0.00024612 | -0.00123 | 1.5 | 13.34% | 1.4617
9 | 8 | 7 | 30 | 0 | 0.56567 | 0.068658 | 0 | -0.00038619 | -0.00193 | 1.5 | 13.34% | 0.56567
9 | 8 | 8 | 30 | 0.911 | 1.6492 | 0.10516 | -0.00076 | -0.00095848 | -0.00479 | 1.5 | 13.34% | 0.73819
9 | 8 | 9 | 30 | 5.799 | 6.2362 | 0.14451 | -0.00783 | -0.0011126 | -0.00556 | 1.5 | 13.34% | 0.4372
9 | 8 | 10 | 30 | 10.029 | 7.9166 | 0.070857 | -0.00158 | -0.0037339 | -0.01866 | 1.5 | 13.34% | 2.1124
9 | 8 | 11 | 30 | 13.414 | 13.1924 | 0.20372 | -0.0257 | -0.0010385 | -0.00519 | 1.5 | 13.34% | 0.22162
9 | 8 | 12 | 30 | 13.177 | 13.5439 | 0.19205 | -0.02475 | -0.0011106 | -0.00555 | 1.5 | 13.34% | 0.36685
9 | 8 | 13 | 30 | 9.842 | 9.1234 | 0.10157 | -0.00569 | -0.0032776 | -0.01638 | 1.5 | 13.34% | 0.71857
9 | 8 | 14 | 30 | 5.571 | 7.2757 | 0.14287 | -0.0093 | -0.0010205 | -0.0051 | 1.5 | 13.34% | 1.7047
9 | 8 | 15 | 30 | 0.61 | 7.147 | 0.015607 | -2.69e-06 | -0.0010385 | -0.00519 | 1.5 | 13.34% | 6.537
9 | 8 | 16 | 30 | 0 | 6.8339 | 0.018675 | 0 | -0.0011946 | -0.00597 | 1.5 | 13.34% | 6.8339
9 | 8 | 17 | 30 | 0 | 7.1547 | 0.003836 | 0 | -0.00025613 | -0.00128 | 1.5 | 13.34% | 7.1547
9 | 8 | 18 | 30 | 100 | 100 | 0 | 0 | 0 | 0 | 1.5 | 13.34% | 0
9 | 8 | 19 | 30 | 100 | 100 | 0 | 0 | 0 | 0 | 1.5 | 13.34% | 0
9 | 8 | 20 | 30 | 100 | 100 | 0 | 0 | 0 | 0 | 1.5 | 13.34% | 0
9 | 8 | 21 | 30 | 100 | 100 | 0 | 0 | 0 | 0 | 1.5 | 13.34% | 0
9 | 8 | 22 | 30 | 100 | 100 | 0 | 0 | 0 | 0 | 1.5 | 13.34% | 0
9 | 8 | 23 | 30 | 100 | 100 | 0 | 0 | 0 | 0 | 1.5 | 13.34% | 0
9 | 9 | 0 | 30 | 100 | 100 | 0 | 0 | 0 | 0 | 1.5 | 13.34% | 0
9 | 9 | 1 | 30 | 100 | 100 | 0 | 0 | 0 | 0 | 1.5 | 13.34% | 0
9 | 9 | 2 | 30 | 100 | 100 | 0 | 0 | 0 | 0 | 1.5 | 13.34% | 0
9 | 9 | 3 | 30 | 100 | 100 | 0 | 0 | 0 | 0 | 1.5 | 13.34% | 0
9 | 9 | 4 | 30 | 100 | 100 | 0 | 0 | 0 | 0 | 1.5 | 13.34% | 0
9 | 9 | 5 | 30 | 100 | 100 | 0 | 0 | 0 | 0 | 1.5 | 13.34% | 0
9 | 9 | 6 | 30 | 0 | 1.1923 | 0.017323 | 0 | -0.0002041 | -0.00102 | 1.5 | 13.34% | 1.1923
9 | 9 | 7 | 30 | 0 | 0.60654 | 0.06804 | 0 | -0.00041021 | -0.00205 | 1.5 | 13.34% | 0.60654
9 | 9 | 8 | 30 | 1.13 | 1.3269 | 0.11461 | -0.00088 | -0.00063232 | -0.00316 | 1.5 | 13.34% | 0.19685
9 | 9 | 9 | 30 | 6.328 | 6.2393 | 0.1436 | -0.00775 | -0.0011386 | -0.00569 | 1.5 | 13.34% | 0.088719
9 | 9 | 10 | 30 | 10.698 | 7.8795 | 0.069585 | -0.00147 | -0.0037199 | -0.01859 | 1.5 | 13.34% | 2.8185
9 | 9 | 11 | 30 | 14.121 | 13.1199 | 0.19226 | -0.02395 | -0.0011266 | -0.00563 | 1.5 | 13.34% | 1.0011
9 | 9 | 12 | 30 | 13.863 | 13.351 | 0.18206 | -0.02271 | -0.0014087 | -0.00704 | 1.5 | 13.34% | 0.51203
9 | 9 | 13 | 30 | 10.438 | 10.1578 | 0.14978 | -0.01316 | -0.0018649 | -0.00932 | 1.5 | 13.34% | 0.28019
9 | 9 | 14 | 30 | 6.012 | 7.2018 | 0.041667 | -0.00021 | -0.0026033 | -0.01301 | 1.5 | 13.34% | 1.1898
9 | 9 | 15 | 30 | 0.733 | 6.8354 | 0.030583 | -3.18e-05 | -0.001927 | -0.00963 | 1.5 | 13.34% | 6.1024
9 | 9 | 16 | 30 | 0 | 7.1185 | 0.010057 | 0 | -0.00066833 | -0.00334 | 1.5 | 13.34% | 7.1185
9 | 9 | 17 | 30 | 0 | 7.1741 | 0.002511 | 0 | -0.00016808 | -0.00084 | 1.5 | 13.34% | 7.1741
9 | 9 | 18 | 30 | 100 | 100 | 0 | 0 | 0 | 0 | 1.5 | 13.34% | 0
9 | 9 | 19 | 30 | 100 | 100 | 0 | 0 | 0 | 0 | 1.5 | 13.34% | 0
9 | 9 | 20 | 30 | 100 | 100 | 0 | 0 | 0 | 0 | 1.5 | 13.34% | 0
9 | 9 | 21 | 30 | 100 | 100 | 0 | 0 | 0 | 0 | 1.5 | 13.34% | 0
9 | 9 | 22 | 30 | 100 | 100 | 0 | 0 | 0 | 0 | 1.5 | 13.34% | 0
9 | 9 | 23 | 30 | 100 | 100 | 0 | 0 | 0 | 0 | 1.5 | 13.34% | 0
9 | 10 | 0 | 30 | 100 | 100 | 0 | 0 | 0 | 0 | 1.5 | 13.34% | 0
9 | 10 | 1 | 30 | 100 | 100 | 0 | 0 | 0 | 0 | 1.5 | 13.34% | 0
9 | 10 | 2 | 30 | 100 | 100 | 0 | 0 | 0 | 0 | 1.5 | 13.34% | 0
9 | 10 | 3 | 30 | 100 | 100 | 0 | 0 | 0 | 0 | 1.5 | 13.34% | 0
9 | 10 | 4 | 30 | 100 | 100 | 0 | 0 | 0 | 0 | 1.5 | 13.34% | 0
9 | 10 | 5 | 30 | 100 | 100 | 0 | 0 | 0 | 0 | 1.5 | 13.34% | 0
9 | 10 | 6 | 30 | 0 | 7.1437 | 0.005162 | 0 | -0.00034417 | -0.00172 | 1.5 | 13.34% | 7.1437
9 | 10 | 7 | 30 | 0 | 6.6788 | 0.023332 | 0 | -0.0014607 | -0.0073 | 1.5 | 13.34% | 6.6788
9 | 10 | 8 | 30 | 1.367 | 4.8249 | 0.056667 | -0.00028 | -0.0023412 | -0.0117 | 1.5 | 13.34% | 3.4579
9 | 10 | 9 | 30 | 6.836 | 7.2623 | 0.12569 | -0.00728 | -0.0017229 | -0.00861 | 1.5 | 13.34% | 0.4263
9 | 10 | 10 | 30 | 11.265 | 11.4313 | 0.17618 | -0.0189 | -0.0011126 | -0.00556 | 1.5 | 13.34% | 0.16634
9 | 10 | 11 | 30 | 14.844 | 14.9297 | 0.19866 | -0.02859 | -0.00093046 | -0.00465 | 1.5 | 13.34% | 0.08572
9 | 10 | 12 | 30 | 14.536 | 14.9616 | 0.17929 | -0.02512 | -0.0014827 | -0.00741 | 1.5 | 13.34% | 0.42556
9 | 10 | 13 | 30 | 10.94 | 12.0966 | 0.17867 | -0.02057 | -0.00093046 | -0.00465 | 1.5 | 13.34% | 1.1566
9 | 10 | 14 | 30 | 6.479 | 7.9152 | 0.14605 | -0.01061 | -0.00088044 | -0.0044 | 1.5 | 13.34% | 1.4362
9 | 10 | 15 | 30 | 0.863 | 2.7776 | 0.10458 | -0.00215 | -0.00073437 | -0.00367 | 1.5 | 13.34% | 1.9146
9 | 10 | 16 | 30 | 0 | 1.1024 | 0.055787 | 0 | -0.0006083 | -0.00304 | 1.5 | 13.34% | 1.1024
9 | 10 | 17 | 30 | 0 | 4.7681 | 0.010728 | 0 | -0.00048824 | -0.00244 | 1.5 | 13.34% | 4.7681
9 | 10 | 18 | 30 | 100 | 100 | 0 | 0 | 0 | 0 | 1.5 | 13.34% | 0
9 | 10 | 19 | 30 | 100 | 100 | 0 | 0 | 0 | 0 | 1.5 | 13.34% | 0
9 | 10 | 20 | 30 | 100 | 100 | 0 | 0 | 0 | 0 | 1.5 | 13.34% | 0
9 | 10 | 21 | 30 | 100 | 100 | 0 | 0 | 0 | 0 | 1.5 | 13.34% | 0
9 | 10 | 22 | 30 | 100 | 100 | 0 | 0 | 0 | 0 | 1.5 | 13.34% | 0
9 | 10 | 23 | 30 | 100 | 100 | 0 | 0 | 0 | 0 | 1.5 | 13.34% | 0
9 | 11 | 0 | 30 | 100 | 100 | 0 | 0 | 0 | 0 | 1.5 | 13.34% | 0
9 | 11 | 1 | 30 | 100 | 100 | 0 | 0 | 0 | 0 | 1.5 | 13.34% | 0
9 | 11 | 2 | 30 | 100 | 100 | 0 | 0 | 0 | 0 | 1.5 | 13.34% | 0
9 | 11 | 3 | 30 | 100 | 100 | 0 | 0 | 0 | 0 | 1.5 | 13.34% | 0
9 | 11 | 4 | 30 | 100 | 100 | 0 | 0 | 0 | 0 | 1.5 | 13.34% | 0
9 | 11 | 5 | 30 | 100 | 100 | 0 | 0 | 0 | 0 | 1.5 | 13.34% | 0
9 | 11 | 6 | 30 | 0 | 1.1651 | 0.017375 | 0 | -0.0002001 | -0.001 | 1.5 | 13.34% | 1.1651
9 | 11 | 7 | 30 | 0 | 0.95563 | 0.063206 | 0 | -0.0005983 | -0.00299 | 1.5 | 13.34% | 0.95563
9 | 11 | 8 | 30 | 1.614 | 1.8317 | 0.11115 | -0.00128 | -0.00074237 | -0.00371 | 1.5 | 13.34% | 0.21773
9 | 11 | 9 | 30 | 7.373 | 7.2706 | 0.14144 | -0.009 | -0.0011966 | -0.00598 | 1.5 | 13.34% | 0.10236
9 | 11 | 10 | 30 | 11.956 | 11.4706 | 0.17891 | -0.01938 | -0.0010245 | -0.00512 | 1.5 | 13.34% | 0.48541
9 | 11 | 11 | 30 | 15.476 | 15.0182 | 0.20326 | -0.02961 | -0.0007964 | -0.00398 | 1.5 | 13.34% | 0.4578
9 | 11 | 12 | 30 | 15.166 | 15.4293 | 0.19829 | -0.02956 | -0.00089645 | -0.00448 | 1.5 | 13.34% | 0.2633
9 | 11 | 13 | 30 | 11.534 | 12.186 | 0.18468 | -0.02167 | -0.00074437 | -0.00372 | 1.5 | 13.34% | 0.65199
9 | 11 | 14 | 30 | 6.89 | 7.9335 | 0.15153 | -0.01127 | -0.00069635 | -0.00348 | 1.5 | 13.34% | 1.0435
9 | 11 | 15 | 30 | 0.981 | 2.7088 | 0.10668 | -0.00223 | -0.00064232 | -0.00321 | 1.5 | 13.34% | 1.7278
9 | 11 | 16 | 30 | 0 | 1.2319 | 0.053934 | 0 | -0.00065633 | -0.00328 | 1.5 | 13.34% | 1.2319
9 | 11 | 17 | 30 | 0 | 5.6217 | 0.010038 | 0 | -0.00053427 | -0.00267 | 1.5 | 13.34% | 5.6217
9 | 11 | 18 | 30 | 100 | 100 | 0 | 0 | 0 | 0 | 1.5 | 13.34% | 0
9 | 11 | 19 | 30 | 100 | 100 | 0 | 0 | 0 | 0 | 1.5 | 13.34% | 0
9 | 11 | 20 | 30 | 100 | 100 | 0 | 0 | 0 | 0 | 1.5 | 13.34% | 0
9 | 11 | 21 | 30 | 100 | 100 | 0 | 0 | 0 | 0 | 1.5 | 13.34% | 0
9 | 11 | 22 | 30 | 100 | 100 | 0 | 0 | 0 | 0 | 1.5 | 13.34% | 0
9 | 11 | 23 | 30 | 100 | 100 | 0 | 0 | 0 | 0 | 1.5 | 13.34% | 0
9 | 12 | 0 | 30 | 100 | 100 | 0 | 0 | 0 | 0 | 1.5 | 13.34% | 0
9 | 12 | 1 | 30 | 100 | 100 | 0 | 0 | 0 | 0 | 1.5 | 13.34% | 0
9 | 12 | 2 | 30 | 100 | 100 | 0 | 0 | 0 | 0 | 1.5 | 13.34% | 0
9 | 12 | 3 | 30 | 100 | 100 | 0 | 0 | 0 | 0 | 1.5 | 13.34% | 0
9 | 12 | 4 | 30 | 100 | 100 | 0 | 0 | 0 | 0 | 1.5 | 13.34% | 0
9 | 12 | 5 | 30 | 100 | 100 | 0 | 0 | 0 | 0 | 1.5 | 13.34% | 0
9 | 12 | 6 | 30 | 0 | 2.0942 | 0.016486 | 0 | -0.00033817 | -0.00169 | 1.5 | 13.34% | 2.0942
9 | 12 | 7 | 30 | 0 | 1.0296 | 0.062244 | 0 | -0.00063432 | -0.00317 | 1.5 | 13.34% | 1.0296
9 | 12 | 8 | 30 | 1.897 | 2.1147 | 0.11195 | -0.00164 | -0.00071236 | -0.00356 | 1.5 | 13.34% | 0.21771
9 | 12 | 9 | 30 | 7.923 | 8.5066 | 0.14789 | -0.01151 | -0.00098649 | -0.00493 | 1.5 | 13.34% | 0.5836
9 | 12 | 10 | 30 | 12.579 | 12.9165 | 0.17438 | -0.02122 | -0.0011546 | -0.00577 | 1.5 | 13.34% | 0.33745
9 | 12 | 11 | 30 | 16.25 | 15.9229 | 0.197 | -0.03025 | -0.00096448 | -0.00482 | 1.5 | 13.34% | 0.32713
9 | 12 | 12 | 30 | 15.846 | 16.0281 | 0.18674 | -0.02851 | -0.0012246 | -0.00612 | 1.5 | 13.34% | 0.18211
9 | 12 | 13 | 30 | 12.082 | 13.6183 | 0.18212 | -0.02389 | -0.0008024 | -0.00401 | 1.5 | 13.34% | 1.5363
9 | 12 | 14 | 30 | 7.316 | 9.1363 | 0.14932 | -0.01283 | -0.00074437 | -0.00372 | 1.5 | 13.34% | 1.8203
9 | 12 | 15 | 30 | 1.13 | 3.7941 | 0.092727 | -0.00238 | -0.0010965 | -0.00548 | 1.5 | 13.34% | 2.6641
9 | 12 | 16 | 30 | 0 | 1.0397 | 0.055229 | 0 | -0.00056828 | -0.00284 | 1.5 | 13.34% | 1.0397
9 | 12 | 17 | 30 | 0 | 7.2317 | 0.002344 | 0 | -0.00015808 | -0.00079 | 1.5 | 13.34% | 7.2317
9 | 12 | 18 | 30 | 100 | 100 | 0 | 0 | 0 | 0 | 1.5 | 13.34% | 0
9 | 12 | 19 | 30 | 100 | 100 | 0 | 0 | 0 | 0 | 1.5 | 13.34% | 0
9 | 12 | 20 | 30 | 100 | 100 | 0 | 0 | 0 | 0 | 1.5 | 13.34% | 0
9 | 12 | 21 | 30 | 100 | 100 | 0 | 0 | 0 | 0 | 1.5 | 13.34% | 0
9 | 12 | 22 | 30 | 100 | 100 | 0 | 0 | 0 | 0 | 1.5 | 13.34% | 0
9 | 12 | 23 | 30 | 100 | 100 | 0 | 0 | 0 | 0 | 1.5 | 13.34% | 0
9 | 13 | 0 | 30 | 100 | 100 | 0 | 0 | 0 | 0 | 1.5 | 13.34% | 0
9 | 13 | 1 | 30 | 100 | 100 | 0 | 0 | 0 | 0 | 1.5 | 13.34% | 0
9 | 13 | 2 | 30 | 100 | 100 | 0 | 0 | 0 | 0 | 1.5 | 13.34% | 0
9 | 13 | 3 | 30 | 100 | 100 | 0 | 0 | 0 | 0 | 1.5 | 13.34% | 0
9 | 13 | 4 | 30 | 100 | 100 | 0 | 0 | 0 | 0 | 1.5 | 13.34% | 0
9 | 13 | 5 | 30 | 100 | 100 | 0 | 0 | 0 | 0 | 1.5 | 13.34% | 0
9 | 13 | 6 | 30 | 0 | 3.2266 | 0.015364 | 0 | -0.00048024 | -0.0024 | 1.5 | 13.34% | 3.2266
9 | 13 | 7 | 30 | 0 | 2.4975 | 0.048041 | 0 | -0.0011706 | -0.00585 | 1.5 | 13.34% | 2.4975
9 | 13 | 8 | 30 | 2.184 | 6.2434 | 0.041976 | -0.00011 | -0.0023632 | -0.01181 | 1.5 | 13.34% | 4.0594
9 | 13 | 9 | 30 | 8.422 | 8.0784 | 0.094467 | -0.00482 | -0.0026013 | -0.013 | 1.5 | 13.34% | 0.34358
9 | 13 | 10 | 30 | 13.213 | 12.8248 | 0.16946 | -0.02027 | -0.0012966 | -0.00648 | 1.5 | 13.34% | 0.38818
9 | 13 | 11 | 30 | 16.992 | 15.6744 | 0.18655 | -0.02778 | -0.0012626 | -0.00631 | 1.5 | 13.34% | 1.3176
9 | 13 | 12 | 30 | 16.53 | 16.2452 | 0.19483 | -0.03052 | -0.00097249 | -0.00486 | 1.5 | 13.34% | 0.28483
9 | 13 | 13 | 30 | 12.743 | 13.4504 | 0.17256 | -0.022 | -0.0010665 | -0.00533 | 1.5 | 13.34% | 0.70739
9 | 13 | 14 | 30 | 7.749 | 9.1433 | 0.14998 | -0.01294 | -0.00070835 | -0.00354 | 1.5 | 13.34% | 1.3943
9 | 13 | 15 | 30 | 1.259 | 5.6536 | 0.051094 | -0.00058 | -0.0021851 | -0.01092 | 1.5 | 13.34% | 4.3946
9 | 13 | 16 | 30 | 0 | 7.0612 | 0.01074 | 0 | -0.00070835 | -0.00354 | 1.5 | 13.34% | 7.0612
9 | 13 | 17 | 30 | 0 | 7.1737 | 0.00284 | 0 | -0.00019009 | -0.00095 | 1.5 | 13.34% | 7.1737
9 | 13 | 18 | 30 | 100 | 100 | 0 | 0 | 0 | 0 | 1.5 | 13.34% | 0
9 | 13 | 19 | 30 | 100 | 100 | 0 | 0 | 0 | 0 | 1.5 | 13.34% | 0
9 | 13 | 20 | 30 | 100 | 100 | 0 | 0 | 0 | 0 | 1.5 | 13.34% | 0
9 | 13 | 21 | 30 | 100 | 100 | 0 | 0 | 0 | 0 | 1.5 | 13.34% | 0
9 | 13 | 22 | 30 | 100 | 100 | 0 | 0 | 0 | 0 | 1.5 | 13.34% | 0
9 | 13 | 23 | 30 | 100 | 100 | 0 | 0 | 0 | 0 | 1.5 | 13.34% | 0
9 | 14 | 0 | 30 | 100 | 100 | 0 | 0 | 0 | 0 | 1.5 | 13.34% | 0
9 | 14 | 1 | 30 | 100 | 100 | 0 | 0 | 0 | 0 | 1.5 | 13.34% | 0
9 | 14 | 2 | 30 | 100 | 100 | 0 | 0 | 0 | 0 | 1.5 | 13.34% | 0
9 | 14 | 3 | 30 | 100 | 100 | 0 | 0 | 0 | 0 | 1.5 | 13.34% | 0
9 | 14 | 4 | 30 | 100 | 100 | 0 | 0 | 0 | 0 | 1.5 | 13.34% | 0
9 | 14 | 5 | 30 | 100 | 100 | 0 | 0 | 0 | 0 | 1.5 | 13.34% | 0
9 | 14 | 6 | 30 | 0 | 1.4656 | 0.017039 | 0 | -0.00024612 | -0.00123 | 1.5 | 13.34% | 1.4656
9 | 14 | 7 | 30 | 0 | 0.5391 | 0.069037 | 0 | -0.00037018 | -0.00185 | 1.5 | 13.34% | 0.5391
9 | 14 | 8 | 30 | 2.465 | 2.5602 | 0.12098 | -0.00265 | -0.00043622 | -0.00218 | 1.5 | 13.34% | 0.095247
9 | 14 | 9 | 30 | 8.965 | 9.6691 | 0.14997 | -0.0135 | -0.00091246 | -0.00456 | 1.5 | 13.34% | 0.70406
9 | 14 | 10 | 30 | 13.823 | 13.7359 | 0.17225 | -0.02229 | -0.0012046 | -0.00602 | 1.5 | 13.34% | 0.087113
9 | 14 | 11 | 30 | 17.681 | 17.3185 | 0.18564 | -0.03065 | -0.0012786 | -0.00639 | 1.5 | 13.34% | 0.36249
9 | 14 | 12 | 30 | 17.168 | 17.9259 | 0.19215 | -0.03322 | -0.0010385 | -0.00519 | 1.5 | 13.34% | 0.75793
9 | 14 | 13 | 30 | 13.275 | 7.3014 | 0.02437 | -4.45e-05 | -0.0016168 | -0.00808 | 1.5 | 13.34% | 5.9736
9 | 14 | 14 | 30 | 8.235 | 7.2148 | 0.017094 | -6.14e-06 | -0.0011446 | -0.00572 | 1.5 | 13.34% | 1.0202
9 | 14 | 15 | 30 | 1.416 | 7.1898 | 0.012738 | -2.12e-06 | -0.00085243 | -0.00426 | 1.5 | 13.34% | 5.7738
9 | 14 | 16 | 30 | 0 | 6.0374 | 0.023617 | 0 | -0.0013447 | -0.00672 | 1.5 | 13.34% | 6.0374
9 | 14 | 17 | 30 | 0 | 6.2835 | 0.00836 | 0 | -0.00049425 | -0.00247 | 1.5 | 13.34% | 6.2835
9 | 14 | 18 | 30 | 100 | 100 | 0 | 0 | 0 | 0 | 1.5 | 13.34% | 0
9 | 14 | 19 | 30 | 100 | 100 | 0 | 0 | 0 | 0 | 1.5 | 13.34% | 0
9 | 14 | 20 | 30 | 100 | 100 | 0 | 0 | 0 | 0 | 1.5 | 13.34% | 0
9 | 14 | 21 | 30 | 100 | 100 | 0 | 0 | 0 | 0 | 1.5 | 13.34% | 0
9 | 14 | 22 | 30 | 100 | 100 | 0 | 0 | 0 | 0 | 1.5 | 13.34% | 0
9 | 14 | 23 | 30 | 100 | 100 | 0 | 0 | 0 | 0 | 1.5 | 13.34% | 0
9 | 15 | 0 | 30 | 100 | 100 | 0 | 0 | 0 | 0 | 1.5 | 13.34% | 0
9 | 15 | 1 | 30 | 100 | 100 | 0 | 0 | 0 | 0 | 1.5 | 13.34% | 0
9 | 15 | 2 | 30 | 100 | 100 | 0 | 0 | 0 | 0 | 1.5 | 13.34% | 0
9 | 15 | 3 | 30 | 100 | 100 | 0 | 0 | 0 | 0 | 1.5 | 13.34% | 0
9 | 15 | 4 | 30 | 100 | 100 | 0 | 0 | 0 | 0 | 1.5 | 13.34% | 0
9 | 15 | 5 | 30 | 100 | 100 | 0 | 0 | 0 | 0 | 1.5 | 13.34% | 0
9 | 15 | 6 | 30 | 0 | 1.8285 | 0.016604 | 0 | -0.00029815 | -0.00149 | 1.5 | 13.34% | 1.8285
9 | 15 | 7 | 30 | 0 | 1.0788 | 0.061307 | 0 | -0.00065433 | -0.00327 | 1.5 | 13.34% | 1.0788
9 | 15 | 8 | 30 | 2.791 | 2.9 | 0.10548 | -0.00212 | -0.00091246 | -0.00456 | 1.5 | 13.34% | 0.109
9 | 15 | 9 | 30 | 9.52 | 9.5861 | 0.14124 | -0.01225 | -0.0011766 | -0.00588 | 1.5 | 13.34% | 0.066078
9 | 15 | 10 | 30 | 14.505 | 13.6308 | 0.16757 | -0.02132 | -0.0013387 | -0.00669 | 1.5 | 13.34% | 0.87419
9 | 15 | 11 | 30 | 18.409 | 17.5822 | 0.19416 | -0.03294 | -0.0010185 | -0.00509 | 1.5 | 13.34% | 0.82681
9 | 15 | 12 | 30 | 17.861 | 17.9114 | 0.19131 | -0.03303 | -0.0010485 | -0.00524 | 1.5 | 13.34% | 0.050416
9 | 15 | 13 | 30 | 13.841 | 14.2979 | 0.17794 | -0.02444 | -0.00087644 | -0.00438 | 1.5 | 13.34% | 0.45694
9 | 15 | 14 | 30 | 8.709 | 10.3696 | 0.14666 | -0.01436 | -0.00076838 | -0.00384 | 1.5 | 13.34% | 1.6606
9 | 15 | 15 | 30 | 1.577 | 4.2399 | 0.10185 | -0.00358 | -0.00070835 | -0.00354 | 1.5 | 13.34% | 2.6629
9 | 15 | 16 | 30 | 0 | 1.2145 | 0.051695 | 0 | -0.00062031 | -0.0031 | 1.5 | 13.34% | 1.2145
9 | 15 | 17 | 30 | 0 | 5.5904 | 0.008277 | 0 | -0.00043822 | -0.00219 | 1.5 | 13.34% | 5.5904
9 | 15 | 18 | 30 | 100 | 100 | 0 | 0 | 0 | 0 | 1.5 | 13.34% | 0
9 | 15 | 19 | 30 | 100 | 100 | 0 | 0 | 0 | 0 | 1.5 | 13.34% | 0
9 | 15 | 20 | 30 | 100 | 100 | 0 | 0 | 0 | 0 | 1.5 | 13.34% | 0
9 | 15 | 21 | 30 | 100 | 100 | 0 | 0 | 0 | 0 | 1.5 | 13.34% | 0
9 | 15 | 22 | 30 | 100 | 100 | 0 | 0 | 0 | 0 | 1.5 | 13.34% | 0
9 | 15 | 23 | 30 | 100 | 100 | 0 | 0 | 0 | 0 | 1.5 | 13.34% | 0
9 | 16 | 0 | 30 | 100 | 100 | 0 | 0 | 0 | 0 | 1.5 | 13.34% | 0
9 | 16 | 1 | 30 | 100 | 100 | 0 | 0 | 0 | 0 | 1.5 | 13.34% | 0
9 | 16 | 2 | 30 | 100 | 100 | 0 | 0 | 0 | 0 | 1.5 | 13.34% | 0
9 | 16 | 3 | 30 | 100 | 100 | 0 | 0 | 0 | 0 | 1.5 | 13.34% | 0
9 | 16 | 4 | 30 | 100 | 100 | 0 | 0 | 0 | 0 | 1.5 | 13.34% | 0
9 | 16 | 5 | 30 | 100 | 100 | 0 | 0 | 0 | 0 | 1.5 | 13.34% | 0
9 | 16 | 6 | 30 | 0 | 2.9733 | 0.015246 | 0 | -0.00044022 | -0.0022 | 1.5 | 13.34% | 2.9733
9 | 16 | 7 | 30 | 0 | 1.4803 | 0.056653 | 0 | -0.00082641 | -0.00413 | 1.5 | 13.34% | 1.4803
9 | 16 | 8 | 30 | 3.145 | 6.1049 | 0.046964 | -0.0004 | -0.0023252 | -0.01162 | 1.5 | 13.34% | 2.9599
9 | 16 | 9 | 30 | 10.071 | 9.3364 | 0.085095 | -0.00493 | -0.0027574 | -0.01378 | 1.5 | 13.34% | 0.73459
9 | 16 | 10 | 30 | 15.161 | 11.8889 | 0.099703 | -0.00824 | -0.0032296 | -0.01614 | 1.5 | 13.34% | 3.2721
9 | 16 | 11 | 30 | 19.107 | 7.8212 | 0.041161 | -0.00038 | -0.0026333 | -0.01316 | 1.5 | 13.34% | 11.2858
9 | 16 | 12 | 30 | 18.537 | 8.346 | 0.055277 | -0.00093 | -0.0033997 | -0.01699 | 1.5 | 13.34% | 10.191
9 | 16 | 13 | 30 | 14.461 | 11.9353 | 0.093453 | -0.00755 | -0.0032196 | -0.01609 | 1.5 | 13.34% | 2.5257
9 | 16 | 14 | 30 | 9.198 | 11.4323 | 0.13416 | -0.01408 | -0.0011286 | -0.00564 | 1.5 | 13.34% | 2.2343
9 | 16 | 15 | 30 | 1.726 | 5.3034 | 0.10103 | -0.00461 | -0.00071035 | -0.00355 | 1.5 | 13.34% | 3.5774
9 | 16 | 16 | 30 | 0 | 1.2348 | 0.050857 | 0 | -0.00062031 | -0.0031 | 1.5 | 13.34% | 1.2348
9 | 16 | 17 | 30 | 0 | 7.1741 | 0.001674 | 0 | -0.00011206 | -0.00056 | 1.5 | 13.34% | 7.1741
9 | 16 | 18 | 30 | 100 | 100 | 0 | 0 | 0 | 0 | 1.5 | 13.34% | 0
9 | 16 | 19 | 30 | 100 | 100 | 0 | 0 | 0 | 0 | 1.5 | 13.34% | 0
9 | 16 | 20 | 30 | 100 | 100 | 0 | 0 | 0 | 0 | 1.5 | 13.34% | 0
9 | 16 | 21 | 30 | 100 | 100 | 0 | 0 | 0 | 0 | 1.5 | 13.34% | 0
9 | 16 | 22 | 30 | 100 | 100 | 0 | 0 | 0 | 0 | 1.5 | 13.34% | 0
9 | 16 | 23 | 30 | 100 | 100 | 0 | 0 | 0 | 0 | 1.5 | 13.34% | 0
9 | 17 | 0 | 30 | 100 | 100 | 0 | 0 | 0 | 0 | 1.5 | 13.34% | 0
9 | 17 | 1 | 30 | 100 | 100 | 0 | 0 | 0 | 0 | 1.5 | 13.34% | 0
9 | 17 | 2 | 30 | 100 | 100 | 0 | 0 | 0 | 0 | 1.5 | 13.34% | 0
9 | 17 | 3 | 30 | 100 | 100 | 0 | 0 | 0 | 0 | 1.5 | 13.34% | 0
9 | 17 | 4 | 30 | 100 | 100 | 0 | 0 | 0 | 0 | 1.5 | 13.34% | 0
9 | 17 | 5 | 30 | 100 | 100 | 0 | 0 | 0 | 0 | 1.5 | 13.34% | 0
9 | 17 | 6 | 30 | 0 | 1.8735 | 0.01643 | 0 | -0.00030215 | -0.00151 | 1.5 | 13.34% | 1.8735
9 | 17 | 7 | 30 | 0 | 0.80012 | 0.064787 | 0 | -0.00051426 | -0.00257 | 1.5 | 13.34% | 0.80012
9 | 17 | 8 | 30 | 3.472 | 3.7418 | 0.10334 | -0.00286 | -0.00097048 | -0.00485 | 1.5 | 13.34% | 0.26982
9 | 17 | 9 | 30 | 10.66 | 10.866 | 0.16125 | -0.01645 | -0.00096648 | -0.00483 | 1.5 | 13.34% | 0.20605
9 | 17 | 10 | 30 | 15.816 | 15.2987 | 0.19095 | -0.02802 | -0.0010345 | -0.00517 | 1.5 | 13.34% | 0.51734
9 | 17 | 11 | 30 | 19.888 | 18.4438 | 0.20609 | -0.03675 | -0.0010645 | -0.00532 | 1.5 | 13.34% | 1.4442
9 | 17 | 12 | 30 | 19.209 | 18.8435 | 0.20044 | -0.03655 | -0.0010265 | -0.00513 | 1.5 | 13.34% | 0.36548
9 | 17 | 13 | 30 | 14.983 | 16.0523 | 0.18157 | -0.02828 | -0.00074637 | -0.00373 | 1.5 | 13.34% | 1.0693
9 | 17 | 14 | 30 | 9.647 | 11.6694 | 0.14687 | -0.01633 | -0.00072436 | -0.00362 | 1.5 | 13.34% | 2.0224
9 | 17 | 15 | 30 | 1.903 | 5.2737 | 0.10328 | -0.0048 | -0.00061431 | -0.00307 | 1.5 | 13.34% | 3.3707
9 | 17 | 16 | 30 | 0 | 1.1649 | 0.050917 | 0 | -0.00058629 | -0.00293 | 1.5 | 13.34% | 1.1649
9 | 17 | 17 | 30 | 0 | 5.9898 | 0.007294 | 0 | -0.00041221 | -0.00206 | 1.5 | 13.34% | 5.9898
9 | 17 | 18 | 30 | 100 | 100 | 0 | 0 | 0 | 0 | 1.5 | 13.34% | 0
9 | 17 | 19 | 30 | 100 | 100 | 0 | 0 | 0 | 0 | 1.5 | 13.34% | 0
9 | 17 | 20 | 30 | 100 | 100 | 0 | 0 | 0 | 0 | 1.5 | 13.34% | 0
9 | 17 | 21 | 30 | 100 | 100 | 0 | 0 | 0 | 0 | 1.5 | 13.34% | 0
9 | 17 | 22 | 30 | 100 | 100 | 0 | 0 | 0 | 0 | 1.5 | 13.34% | 0
9 | 17 | 23 | 30 | 100 | 100 | 0 | 0 | 0 | 0 | 1.5 | 13.34% | 0
9 | 18 | 0 | 30 | 100 | 100 | 0 | 0 | 0 | 0 | 1.5 | 13.34% | 0
9 | 18 | 1 | 30 | 100 | 100 | 0 | 0 | 0 | 0 | 1.5 | 13.34% | 0
9 | 18 | 2 | 30 | 100 | 100 | 0 | 0 | 0 | 0 | 1.5 | 13.34% | 0
9 | 18 | 3 | 30 | 100 | 100 | 0 | 0 | 0 | 0 | 1.5 | 13.34% | 0
9 | 18 | 4 | 30 | 100 | 100 | 0 | 0 | 0 | 0 | 1.5 | 13.34% | 0
9 | 18 | 5 | 30 | 100 | 100 | 0 | 0 | 0 | 0 | 1.5 | 13.34% | 0
9 | 18 | 6 | 30 | 0 | 1.4909 | 0.016891 | 0 | -0.00024812 | -0.00124 | 1.5 | 13.34% | 1.4909
9 | 18 | 7 | 30 | 0 | 1.1528 | 0.060047 | 0 | -0.00068434 | -0.00342 | 1.5 | 13.34% | 1.1528
9 | 18 | 8 | 30 | 3.836 | 4.4042 | 0.10443 | -0.00363 | -0.00092846 | -0.00464 | 1.5 | 13.34% | 0.56825
9 | 18 | 9 | 30 | 11.227 | 12.026 | 0.14608 | -0.01644 | -0.0010065 | -0.00503 | 1.5 | 13.34% | 0.79898
9 | 18 | 10 | 30 | 16.426 | 16.9274 | 0.18802 | -0.03098 | -0.00072436 | -0.00362 | 1.5 | 13.34% | 0.50144
9 | 18 | 11 | 30 | 20.554 | 18.7113 | 0.16024 | -0.02761 | -0.001999 | -0.00999 | 1.5 | 13.34% | 1.8427
9 | 18 | 12 | 30 | 19.856 | 19.7384 | 0.17139 | -0.03192 | -0.0015948 | -0.00797 | 1.5 | 13.34% | 0.11763
9 | 18 | 13 | 30 | 15.668 | 14.4103 | 0.1131 | -0.01318 | -0.0027254 | -0.01362 | 1.5 | 13.34% | 1.2577
9 | 18 | 14 | 30 | 10.095 | 12.6765 | 0.14095 | -0.01688 | -0.00087644 | -0.00438 | 1.5 | 13.34% | 2.5815
9 | 18 | 15 | 30 | 2.07 | 6.1967 | 0.099386 | -0.0054 | -0.00071436 | -0.00357 | 1.5 | 13.34% | 4.1267
9 | 18 | 16 | 30 | 0 | 1.5513 | 0.046866 | -3.63e-06 | -0.00071236 | -0.00356 | 1.5 | 13.34% | 1.5513
9 | 18 | 17 | 30 | 0 | 5.9982 | 0.00686 | 0 | -0.00038819 | -0.00194 | 1.5 | 13.34% | 5.9982
9 | 18 | 18 | 30 | 100 | 100 | 0 | 0 | 0 | 0 | 1.5 | 13.34% | 0
9 | 18 | 19 | 30 | 100 | 100 | 0 | 0 | 0 | 0 | 1.5 | 13.34% | 0
9 | 18 | 20 | 30 | 100 | 100 | 0 | 0 | 0 | 0 | 1.5 | 13.34% | 0
9 | 18 | 21 | 30 | 100 | 100 | 0 | 0 | 0 | 0 | 1.5 | 13.34% | 0
9 | 18 | 22 | 30 | 100 | 100 | 0 | 0 | 0 | 0 | 1.5 | 13.34% | 0
9 | 18 | 23 | 30 | 100 | 100 | 0 | 0 | 0 | 0 | 1.5 | 13.34% | 0
9 | 19 | 0 | 30 | 100 | 100 | 0 | 0 | 0 | 0 | 1.5 | 13.34% | 0
9 | 19 | 1 | 30 | 100 | 100 | 0 | 0 | 0 | 0 | 1.5 | 13.34% | 0
9 | 19 | 2 | 30 | 100 | 100 | 0 | 0 | 0 | 0 | 1.5 | 13.34% | 0
9 | 19 | 3 | 30 | 100 | 100 | 0 | 0 | 0 | 0 | 1.5 | 13.34% | 0
9 | 19 | 4 | 30 | 100 | 100 | 0 | 0 | 0 | 0 | 1.5 | 13.34% | 0
9 | 19 | 5 | 30 | 100 | 100 | 0 | 0 | 0 | 0 | 1.5 | 13.34% | 0
9 | 19 | 6 | 30 | 0 | 4.6115 | 0.012619 | 0 | -0.00055628 | -0.00278 | 1.5 | 13.34% | 4.6115
9 | 19 | 7 | 30 | 0 | 6.9675 | 0.013824 | 0 | -0.00090045 | -0.0045 | 1.5 | 13.34% | 6.9675
9 | 19 | 8 | 30 | 4.198 | 6.3281 | 0.046072 | -0.00049 | -0.0022811 | -0.0114 | 1.5 | 13.34% | 2.1301
9 | 19 | 9 | 30 | 11.782 | 12.0502 | 0.14703 | -0.01663 | -0.00097048 | -0.00485 | 1.5 | 13.34% | 0.26821
9 | 19 | 10 | 30 | 17.084 | 16.6039 | 0.17525 | -0.02785 | -0.0010705 | -0.00535 | 1.5 | 13.34% | 0.48013
9 | 19 | 11 | 30 | 21.3 | 20.0628 | 0.19074 | -0.03698 | -0.0010725 | -0.00536 | 1.5 | 13.34% | 1.2372
9 | 19 | 12 | 30 | 20.596 | 20.4551 | 0.18793 | -0.03713 | -0.0010885 | -0.00544 | 1.5 | 13.34% | 0.14093
9 | 19 | 13 | 30 | 16.233 | 17.5759 | 0.1819 | -0.03114 | -0.00070635 | -0.00353 | 1.5 | 13.34% | 1.3429
9 | 19 | 14 | 30 | 10.586 | 12.8077 | 0.14682 | -0.01803 | -0.00068634 | -0.00343 | 1.5 | 13.34% | 2.2217
9 | 19 | 15 | 30 | 2.258 | 6.1701 | 0.10169 | -0.00562 | -0.00061631 | -0.00308 | 1.5 | 13.34% | 3.9121
9 | 19 | 16 | 30 | 0 | 1.5817 | 0.045973 | -3.54e-06 | -0.00071236 | -0.00356 | 1.5 | 13.34% | 1.5817
9 | 19 | 17 | 30 | 0 | 6.105 | 0.006399 | 0 | -0.00036818 | -0.00184 | 1.5 | 13.34% | 6.105
9 | 19 | 18 | 30 | 100 | 100 | 0 | 0 | 0 | 0 | 1.5 | 13.34% | 0
9 | 19 | 19 | 30 | 100 | 100 | 0 | 0 | 0 | 0 | 1.5 | 13.34% | 0
9 | 19 | 20 | 30 | 100 | 100 | 0 | 0 | 0 | 0 | 1.5 | 13.34% | 0
9 | 19 | 21 | 30 | 100 | 100 | 0 | 0 | 0 | 0 | 1.5 | 13.34% | 0
9 | 19 | 22 | 30 | 100 | 100 | 0 | 0 | 0 | 0 | 1.5 | 13.34% | 0
9 | 19 | 23 | 30 | 100 | 100 | 0 | 0 | 0 | 0 | 1.5 | 13.34% | 0
9 | 20 | 0 | 30 | 100 | 100 | 0 | 0 | 0 | 0 | 1.5 | 13.34% | 0
9 | 20 | 1 | 30 | 100 | 100 | 0 | 0 | 0 | 0 | 1.5 | 13.34% | 0
9 | 20 | 2 | 30 | 100 | 100 | 0 | 0 | 0 | 0 | 1.5 | 13.34% | 0
9 | 20 | 3 | 30 | 100 | 100 | 0 | 0 | 0 | 0 | 1.5 | 13.34% | 0
9 | 20 | 4 | 30 | 100 | 100 | 0 | 0 | 0 | 0 | 1.5 | 13.34% | 0
9 | 20 | 5 | 30 | 100 | 100 | 0 | 0 | 0 | 0 | 1.5 | 13.34% | 0
9 | 20 | 6 | 30 | 0 | 1.5304 | 0.016727 | 0 | -0.00025213 | -0.00126 | 1.5 | 13.34% | 1.5304
9 | 20 | 7 | 30 | 0 | 0.98619 | 0.061881 | 0 | -0.0006043 | -0.00302 | 1.5 | 13.34% | 0.98619
9 | 20 | 8 | 30 | 4.598 | 5.2861 | 0.10609 | -0.0047 | -0.00086243 | -0.00431 | 1.5 | 13.34% | 0.6881
9 | 20 | 9 | 30 | 12.377 | 13.2859 | 0.14611 | -0.01829 | -0.0009905 | -0.00495 | 1.5 | 13.34% | 0.90894
9 | 20 | 10 | 30 | 17.805 | 17.1509 | 0.16435 | -0.02657 | -0.0013807 | -0.0069 | 1.5 | 13.34% | 0.65411
9 | 20 | 11 | 30 | 22.159 | 21.3236 | 0.18012 | -0.03675 | -0.0013667 | -0.00683 | 1.5 | 13.34% | 0.83538
9 | 20 | 12 | 30 | 21.286 | 20.8993 | 0.16191 | -0.03161 | -0.0018429 | -0.00921 | 1.5 | 13.34% | 0.38669
9 | 20 | 13 | 30 | 16.825 | 18.4338 | 0.17739 | -0.03174 | -0.0008104 | -0.00405 | 1.5 | 13.34% | 1.6088
9 | 20 | 14 | 30 | 11.041 | 14.1509 | 0.13744 | -0.01838 | -0.00093647 | -0.00468 | 1.5 | 13.34% | 3.1099
9 | 20 | 15 | 30 | 2.462 | 7.1472 | 0.093101 | -0.00573 | -0.00086243 | -0.00431 | 1.5 | 13.34% | 4.6852
9 | 20 | 16 | 30 | 0 | 5.894 | 0.021619 | -7.44e-07 | -0.0012026 | -0.00601 | 1.5 | 13.34% | 5.894
9 | 20 | 17 | 30 | 0 | 7.1723 | 0.003289 | 0 | -0.00022011 | -0.0011 | 1.5 | 13.34% | 7.1723
9 | 20 | 18 | 30 | 100 | 100 | 0 | 0 | 0 | 0 | 1.5 | 13.34% | 0
9 | 20 | 19 | 30 | 100 | 100 | 0 | 0 | 0 | 0 | 1.5 | 13.34% | 0
9 | 20 | 20 | 30 | 100 | 100 | 0 | 0 | 0 | 0 | 1.5 | 13.34% | 0
9 | 20 | 21 | 30 | 100 | 100 | 0 | 0 | 0 | 0 | 1.5 | 13.34% | 0
9 | 20 | 22 | 30 | 100 | 100 | 0 | 0 | 0 | 0 | 1.5 | 13.34% | 0
9 | 20 | 23 | 30 | 100 | 100 | 0 | 0 | 0 | 0 | 1.5 | 13.34% | 0
9 | 21 | 0 | 30 | 100 | 100 | 0 | 0 | 0 | 0 | 1.5 | 13.34% | 0
9 | 21 | 1 | 30 | 100 | 100 | 0 | 0 | 0 | 0 | 1.5 | 13.34% | 0
9 | 21 | 2 | 30 | 100 | 100 | 0 | 0 | 0 | 0 | 1.5 | 13.34% | 0
9 | 21 | 3 | 30 | 100 | 100 | 0 | 0 | 0 | 0 | 1.5 | 13.34% | 0
9 | 21 | 4 | 30 | 100 | 100 | 0 | 0 | 0 | 0 | 1.5 | 13.34% | 0
9 | 21 | 5 | 30 | 100 | 100 | 0 | 0 | 0 | 0 | 1.5 | 13.34% | 0
9 | 21 | 6 | 30 | 0 | 3.9048 | 0.013205 | 0 | -0.00049625 | -0.00248 | 1.5 | 13.34% | 3.9048
9 | 21 | 7 | 30 | 0 | 4.4417 | 0.032795 | 0 | -0.0013947 | -0.00697 | 1.5 | 13.34% | 4.4417
9 | 21 | 8 | 30 | 4.984 | 5.2695 | 0.10725 | -0.00479 | -0.00081841 | -0.00409 | 1.5 | 13.34% | 0.2855
9 | 21 | 9 | 30 | 12.957 | 13.1176 | 0.13916 | -0.01691 | -0.0011886 | -0.00594 | 1.5 | 13.34% | 0.16064
9 | 21 | 10 | 30 | 18.473 | 11.7485 | 0.082433 | -0.00589 | -0.0033957 | -0.01697 | 1.5 | 13.34% | 6.7245
9 | 21 | 11 | 30 | 22.859 | 7.937 | 0.038068 | -0.00038 | -0.0024472 | -0.01223 | 1.5 | 13.34% | 14.922
9 | 21 | 12 | 30 | 21.946 | 7.9939 | 0.038433 | -0.00041 | -0.0024652 | -0.01232 | 1.5 | 13.34% | 13.9521
9 | 21 | 13 | 30 | 17.384 | 7.442 | 0.025441 | -9.17e-05 | -0.0016768 | -0.00838 | 1.5 | 13.34% | 9.942
9 | 21 | 14 | 30 | 11.514 | 7.2295 | 0.016092 | -9e-06 | -0.0010765 | -0.00538 | 1.5 | 13.34% | 4.2845
9 | 21 | 15 | 30 | 2.667 | 7.1883 | 0.046065 | -0.00116 | -0.002007 | -0.01003 | 1.5 | 13.34% | 4.5213
9 | 21 | 16 | 30 | 0 | 4.6213 | 0.02654 | -1.82e-06 | -0.0011706 | -0.00585 | 1.5 | 13.34% | 4.6213
9 | 21 | 17 | 30 | 0 | 7.2096 | 0.001339 | 0 | -9.0045e-05 | -0.00045 | 1.5 | 13.34% | 7.2096
9 | 21 | 18 | 30 | 100 | 100 | 0 | 0 | 0 | 0 | 1.5 | 13.34% | 0
9 | 21 | 19 | 30 | 100 | 100 | 0 | 0 | 0 | 0 | 1.5 | 13.34% | 0
9 | 21 | 20 | 30 | 100 | 100 | 0 | 0 | 0 | 0 | 1.5 | 13.34% | 0
9 | 21 | 21 | 30 | 100 | 100 | 0 | 0 | 0 | 0 | 1.5 | 13.34% | 0
9 | 21 | 22 | 30 | 100 | 100 | 0 | 0 | 0 | 0 | 1.5 | 13.34% | 0
9 | 21 | 23 | 30 | 100 | 100 | 0 | 0 | 0 | 0 | 1.5 | 13.34% | 0
9 | 22 | 0 | 30 | 100 | 100 | 0 | 0 | 0 | 0 | 1.5 | 13.34% | 0
9 | 22 | 1 | 30 | 100 | 100 | 0 | 0 | 0 | 0 | 1.5 | 13.34% | 0
9 | 22 | 2 | 30 | 100 | 100 | 0 | 0 | 0 | 0 | 1.5 | 13.34% | 0
9 | 22 | 3 | 30 | 100 | 100 | 0 | 0 | 0 | 0 | 1.5 | 13.34% | 0
9 | 22 | 4 | 30 | 100 | 100 | 0 | 0 | 0 | 0 | 1.5 | 13.34% | 0
9 | 22 | 5 | 30 | 100 | 100 | 0 | 0 | 0 | 0 | 1.5 | 13.34% | 0
9 | 22 | 6 | 30 | 0 | 5.6955 | 0.010249 | 0 | -0.00055228 | -0.00276 | 1.5 | 13.34% | 5.6955
9 | 22 | 7 | 30 | 0 | 4.6427 | 0.03139 | 0 | -0.0013927 | -0.00696 | 1.5 | 13.34% | 4.6427
9 | 22 | 8 | 30 | 5.422 | 6.1108 | 0.11024 | -0.00597 | -0.00072236 | -0.00361 | 1.5 | 13.34% | 0.68876
9 | 22 | 9 | 30 | 13.559 | 13.7347 | 0.12151 | -0.01475 | -0.0017049 | -0.00852 | 1.5 | 13.34% | 0.17568
9 | 22 | 10 | 30 | 19.173 | 16.6357 | 0.12575 | -0.01803 | -0.0024772 | -0.01238 | 1.5 | 13.34% | 2.5373
9 | 22 | 11 | 30 | 23.62 | 22.5409 | 0.18814 | -0.04105 | -0.0011086 | -0.00554 | 1.5 | 13.34% | 1.0791
9 | 22 | 12 | 30 | 22.66 | 22.3049 | 0.17151 | -0.0364 | -0.0015168 | -0.00758 | 1.5 | 13.34% | 0.35514
9 | 22 | 13 | 30 | 18.028 | 12.9552 | 0.081163 | -0.00686 | -0.0032356 | -0.01617 | 1.5 | 13.34% | 5.0728
9 | 22 | 14 | 30 | 12.016 | 7.8189 | 0.034708 | -0.00036 | -0.0021831 | -0.01091 | 1.5 | 13.34% | 4.1971
9 | 22 | 15 | 30 | 2.811 | 7.2219 | 0.013441 | -1.38e-05 | -0.00089245 | -0.00446 | 1.5 | 13.34% | 4.4109
9 | 22 | 16 | 30 | 0 | 7.1757 | 0.006366 | -8.33e-09 | -0.00042621 | -0.00213 | 1.5 | 13.34% | 7.1757
9 | 22 | 17 | 30 | 0 | 7.1741 | 0.000837 | 0 | -5.6028e-05 | -0.00028 | 1.5 | 13.34% | 7.1741
9 | 22 | 18 | 30 | 100 | 100 | 0 | 0 | 0 | 0 | 1.5 | 13.34% | 0
9 | 22 | 19 | 30 | 100 | 100 | 0 | 0 | 0 | 0 | 1.5 | 13.34% | 0
9 | 22 | 20 | 30 | 100 | 100 | 0 | 0 | 0 | 0 | 1.5 | 13.34% | 0
9 | 22 | 21 | 30 | 100 | 100 | 0 | 0 | 0 | 0 | 1.5 | 13.34% | 0
9 | 22 | 22 | 30 | 100 | 100 | 0 | 0 | 0 | 0 | 1.5 | 13.34% | 0
9 | 22 | 23 | 30 | 100 | 100 | 0 | 0 | 0 | 0 | 1.5 | 13.34% | 0
9 | 23 | 0 | 30 | 100 | 100 | 0 | 0 | 0 | 0 | 1.5 | 13.34% | 0
9 | 23 | 1 | 30 | 100 | 100 | 0 | 0 | 0 | 0 | 1.5 | 13.34% | 0
9 | 23 | 2 | 30 | 100 | 100 | 0 | 0 | 0 | 0 | 1.5 | 13.34% | 0
9 | 23 | 3 | 30 | 100 | 100 | 0 | 0 | 0 | 0 | 1.5 | 13.34% | 0
9 | 23 | 4 | 30 | 100 | 100 | 0 | 0 | 0 | 0 | 1.5 | 13.34% | 0
9 | 23 | 5 | 30 | 100 | 100 | 0 | 0 | 0 | 0 | 1.5 | 13.34% | 0
9 | 23 | 6 | 30 | 0 | 1.2358 | 0.017048 | 0 | -0.0002081 | -0.00104 | 1.5 | 13.34% | 1.2358
9 | 23 | 7 | 30 | 0 | 0.9117 | 0.062458 | 0 | -0.00056428 | -0.00282 | 1.5 | 13.34% | 0.9117
9 | 23 | 8 | 30 | 5.81 | 6.1425 | 0.10507 | -0.00553 | -0.00087043 | -0.00435 | 1.5 | 13.34% | 0.33248
9 | 23 | 9 | 30 | 14.131 | 14.3092 | 0.13686 | -0.01817 | -0.0012366 | -0.00618 | 1.5 | 13.34% | 0.1782
9 | 23 | 10 | 30 | 19.823 | 19.0718 | 0.17162 | -0.03138 | -0.0011346 | -0.00567 | 1.5 | 13.34% | 0.75124
9 | 23 | 11 | 30 | 24.358 | 22.1474 | 0.17897 | -0.03798 | -0.0013567 | -0.00678 | 1.5 | 13.34% | 2.2106
9 | 23 | 12 | 30 | 23.367 | 22.8885 | 0.18253 | -0.04033 | -0.0011786 | -0.00589 | 1.5 | 13.34% | 0.47852
9 | 23 | 13 | 30 | 18.633 | 10.5047 | 0.064326 | -0.00308 | -0.0033277 | -0.01663 | 1.5 | 13.34% | 8.1283
9 | 23 | 14 | 30 | 12.483 | 11.4089 | 0.070873 | -0.00519 | -0.0025993 | -0.01299 | 1.5 | 13.34% | 1.0741
9 | 23 | 15 | 30 | 3.031 | 7.8398 | 0.049273 | -0.0018 | -0.001913 | -0.00956 | 1.5 | 13.34% | 4.8088
9 | 23 | 16 | 30 | 0 | 3.7038 | 0.029902 | -5.63e-06 | -0.0010625 | -0.00531 | 1.5 | 13.34% | 3.7038
9 | 23 | 17 | 30 | 0 | 7.1978 | 0.005692 | 0 | -0.00038219 | -0.00191 | 1.5 | 13.34% | 7.1978
9 | 23 | 18 | 30 | 100 | 100 | 0 | 0 | 0 | 0 | 1.5 | 13.34% | 0
9 | 23 | 19 | 30 | 100 | 100 | 0 | 0 | 0 | 0 | 1.5 | 13.34% | 0
9 | 23 | 20 | 30 | 100 | 100 | 0 | 0 | 0 | 0 | 1.5 | 13.34% | 0
9 | 23 | 21 | 30 | 100 | 100 | 0 | 0 | 0 | 0 | 1.5 | 13.34% | 0
9 | 23 | 22 | 30 | 100 | 100 | 0 | 0 | 0 | 0 | 1.5 | 13.34% | 0
9 | 23 | 23 | 30 | 100 | 100 | 0 | 0 | 0 | 0 | 1.5 | 13.34% | 0
9 | 24 | 0 | 30 | 100 | 100 | 0 | 0 | 0 | 0 | 1.5 | 13.34% | 0
9 | 24 | 1 | 30 | 100 | 100 | 0 | 0 | 0 | 0 | 1.5 | 13.34% | 0
9 | 24 | 2 | 30 | 100 | 100 | 0 | 0 | 0 | 0 | 1.5 | 13.34% | 0
9 | 24 | 3 | 30 | 100 | 100 | 0 | 0 | 0 | 0 | 1.5 | 13.34% | 0
9 | 24 | 4 | 30 | 100 | 100 | 0 | 0 | 0 | 0 | 1.5 | 13.34% | 0
9 | 24 | 5 | 30 | 100 | 100 | 0 | 0 | 0 | 0 | 1.5 | 13.34% | 0
9 | 24 | 6 | 30 | 0 | 7.196 | 0.002176 | 0 | -0.00014607 | -0.00073 | 1.5 | 13.34% | 7.196
9 | 24 | 7 | 30 | 0 | 7.167 | 0.00754 | -2.78e-09 | -0.00050425 | -0.00252 | 1.5 | 13.34% | 7.167
9 | 24 | 8 | 30 | 6.242 | 7.2019 | 0.018053 | -3.24e-05 | -0.0011826 | -0.00591 | 1.5 | 13.34% | 0.95991
9 | 24 | 9 | 30 | 14.74 | 14.3778 | 0.11089 | -0.01368 | -0.001979 | -0.00989 | 1.5 | 13.34% | 0.36222
9 | 24 | 10 | 30 | 20.494 | 11.341 | 0.069804 | -0.0041 | -0.0034277 | -0.01713 | 1.5 | 13.34% | 9.153
9 | 24 | 11 | 30 | 25.173 | 10.8122 | 0.0673 | -0.00319 | -0.0036878 | -0.01843 | 1.5 | 13.34% | 14.3608
9 | 24 | 12 | 30 | 24.055 | 16.1441 | 0.093221 | -0.01105 | -0.0034437 | -0.01721 | 1.5 | 13.34% | 7.9109
9 | 24 | 13 | 30 | 19.229 | 20.4238 | 0.15322 | -0.02958 | -0.0014227 | -0.00711 | 1.5 | 13.34% | 1.1948
9 | 24 | 14 | 30 | 12.997 | 16.302 | 0.12667 | -0.0193 | -0.0011606 | -0.0058 | 1.5 | 13.34% | 3.305
9 | 24 | 15 | 30 | 3.234 | 8.9705 | 0.065731 | -0.0042 | -0.0015568 | -0.00778 | 1.5 | 13.34% | 5.7365
9 | 24 | 16 | 30 | 0 | 1.9326 | 0.040366 | -2.34e-05 | -0.00074237 | -0.00371 | 1.5 | 13.34% | 1.9326
9 | 24 | 17 | 30 | 0 | 7.2184 | 0.005023 | 0 | -0.00033817 | -0.00169 | 1.5 | 13.34% | 7.2184
9 | 24 | 18 | 30 | 100 | 100 | 0 | 0 | 0 | 0 | 1.5 | 13.34% | 0
9 | 24 | 19 | 30 | 100 | 100 | 0 | 0 | 0 | 0 | 1.5 | 13.34% | 0
9 | 24 | 20 | 30 | 100 | 100 | 0 | 0 | 0 | 0 | 1.5 | 13.34% | 0
9 | 24 | 21 | 30 | 100 | 100 | 0 | 0 | 0 | 0 | 1.5 | 13.34% | 0
9 | 24 | 22 | 30 | 100 | 100 | 0 | 0 | 0 | 0 | 1.5 | 13.34% | 0
9 | 24 | 23 | 30 | 100 | 100 | 0 | 0 | 0 | 0 | 1.5 | 13.34% | 0
9 | 25 | 0 | 30 | 100 | 100 | 0 | 0 | 0 | 0 | 1.5 | 13.34% | 0
9 | 25 | 1 | 30 | 100 | 100 | 0 | 0 | 0 | 0 | 1.5 | 13.34% | 0
9 | 25 | 2 | 30 | 100 | 100 | 0 | 0 | 0 | 0 | 1.5 | 13.34% | 0
9 | 25 | 3 | 30 | 100 | 100 | 0 | 0 | 0 | 0 | 1.5 | 13.34% | 0
9 | 25 | 4 | 30 | 100 | 100 | 0 | 0 | 0 | 0 | 1.5 | 13.34% | 0
9 | 25 | 5 | 30 | 100 | 100 | 0 | 0 | 0 | 0 | 1.5 | 13.34% | 0
9 | 25 | 6 | 30 | 0 | 6.8927 | 0.006827 | 0 | -0.00044022 | -0.0022 | 1.5 | 13.34% | 6.8927
9 | 25 | 7 | 30 | 0 | 7.0695 | 0.010092 | -1.67e-08 | -0.00066633 | -0.00333 | 1.5 | 13.34% | 7.0695
9 | 25 | 8 | 30 | 6.66 | 7.2053 | 0.018059 | -3.34e-05 | -0.0011826 | -0.00591 | 1.5 | 13.34% | 0.54527
9 | 25 | 9 | 30 | 15.353 | 10.7351 | 0.065639 | -0.00388 | -0.0028594 | -0.01429 | 1.5 | 13.34% | 4.6179
9 | 25 | 10 | 30 | 21.16 | 18.0326 | 0.12799 | -0.0203 | -0.0023552 | -0.01177 | 1.5 | 13.34% | 3.1274
9 | 25 | 11 | 30 | 25.933 | 23.8432 | 0.17911 | -0.04107 | -0.0013207 | -0.0066 | 1.5 | 13.34% | 2.0898
9 | 25 | 12 | 30 | 24.763 | 24.7427 | 0.18446 | -0.04428 | -0.0010905 | -0.00545 | 1.5 | 13.34% | 0.020305
9 | 25 | 13 | 30 | 19.802 | 21.1615 | 0.16789 | -0.03434 | -0.00098049 | -0.0049 | 1.5 | 13.34% | 1.3595
9 | 25 | 14 | 30 | 13.512 | 16.3707 | 0.1277 | -0.01962 | -0.0011046 | -0.00552 | 1.5 | 13.34% | 2.8587
9 | 25 | 15 | 30 | 3.461 | 9.6405 | 0.096537 | -0.00862 | -0.00062631 | -0.00313 | 1.5 | 13.34% | 6.1795
9 | 25 | 16 | 30 | 0 | 1.682 | 0.041672 | -2.54e-05 | -0.00066433 | -0.00332 | 1.5 | 13.34% | 1.682
9 | 25 | 17 | 30 | 0 | 7.2237 | 0.003683 | 0 | -0.00024812 | -0.00124 | 1.5 | 13.34% | 7.2237
9 | 25 | 18 | 30 | 100 | 100 | 0 | 0 | 0 | 0 | 1.5 | 13.34% | 0
9 | 25 | 19 | 30 | 100 | 100 | 0 | 0 | 0 | 0 | 1.5 | 13.34% | 0
9 | 25 | 20 | 30 | 100 | 100 | 0 | 0 | 0 | 0 | 1.5 | 13.34% | 0
9 | 25 | 21 | 30 | 100 | 100 | 0 | 0 | 0 | 0 | 1.5 | 13.34% | 0
9 | 25 | 22 | 30 | 100 | 100 | 0 | 0 | 0 | 0 | 1.5 | 13.34% | 0
9 | 25 | 23 | 30 | 100 | 100 | 0 | 0 | 0 | 0 | 1.5 | 13.34% | 0
9 | 26 | 0 | 30 | 100 | 100 | 0 | 0 | 0 | 0 | 1.5 | 13.34% | 0
9 | 26 | 1 | 30 | 100 | 100 | 0 | 0 | 0 | 0 | 1.5 | 13.34% | 0
9 | 26 | 2 | 30 | 100 | 100 | 0 | 0 | 0 | 0 | 1.5 | 13.34% | 0
9 | 26 | 3 | 30 | 100 | 100 | 0 | 0 | 0 | 0 | 1.5 | 13.34% | 0
9 | 26 | 4 | 30 | 100 | 100 | 0 | 0 | 0 | 0 | 1.5 | 13.34% | 0
9 | 26 | 5 | 30 | 100 | 100 | 0 | 0 | 0 | 0 | 1.5 | 13.34% | 0
9 | 26 | 6 | 30 | 0 | 1.7953 | 0.015657 | 0 | -0.00027614 | -0.00138 | 1.5 | 13.34% | 1.7953
9 | 26 | 7 | 30 | 0 | 0.57584 | 0.067875 | -1.25e-05 | -0.00037619 | -0.00188 | 1.5 | 13.34% | 0.57584
9 | 26 | 8 | 30 | 7.093 | 8.3886 | 0.1103 | -0.0085 | -0.00069435 | -0.00347 | 1.5 | 13.34% | 1.2956
9 | 26 | 9 | 30 | 15.992 | 17.0701 | 0.14007 | -0.02261 | -0.0011106 | -0.00555 | 1.5 | 13.34% | 1.0781
9 | 26 | 10 | 30 | 21.874 | 21.6064 | 0.16445 | -0.03395 | -0.0013006 | -0.0065 | 1.5 | 13.34% | 0.26763
9 | 26 | 11 | 30 | 26.711 | 25.1646 | 0.1883 | -0.04607 | -0.0010505 | -0.00525 | 1.5 | 13.34% | 1.5464
9 | 26 | 12 | 30 | 25.42 | 25.9566 | 0.18562 | -0.04687 | -0.0010405 | -0.0052 | 1.5 | 13.34% | 0.53658
9 | 26 | 13 | 30 | 20.412 | 23.0629 | 0.1707 | -0.03828 | -0.00088444 | -0.00442 | 1.5 | 13.34% | 2.6509
9 | 26 | 14 | 30 | 13.99 | 18.075 | 0.13396 | -0.02315 | -0.00090045 | -0.0045 | 1.5 | 13.34% | 4.085
9 | 26 | 15 | 30 | 3.668 | 10.5147 | 0.092648 | -0.00895 | -0.00071636 | -0.00358 | 1.5 | 13.34% | 6.8467
9 | 26 | 16 | 30 | 0 | 1.7508 | 0.040722 | -3.7e-05 | -0.00066433 | -0.00332 | 1.5 | 13.34% | 1.7508
9 | 26 | 17 | 30 | 0 | 7.1741 | 0.003348 | 0 | -0.00022411 | -0.00112 | 1.5 | 13.34% | 7.1741
9 | 26 | 18 | 30 | 100 | 100 | 0 | 0 | 0 | 0 | 1.5 | 13.34% | 0
9 | 26 | 19 | 30 | 100 | 100 | 0 | 0 | 0 | 0 | 1.5 | 13.34% | 0
9 | 26 | 20 | 30 | 100 | 100 | 0 | 0 | 0 | 0 | 1.5 | 13.34% | 0
9 | 26 | 21 | 30 | 100 | 100 | 0 | 0 | 0 | 0 | 1.5 | 13.34% | 0
9 | 26 | 22 | 30 | 100 | 100 | 0 | 0 | 0 | 0 | 1.5 | 13.34% | 0
9 | 26 | 23 | 30 | 100 | 100 | 0 | 0 | 0 | 0 | 1.5 | 13.34% | 0
9 | 27 | 0 | 30 | 100 | 100 | 0 | 0 | 0 | 0 | 1.5 | 13.34% | 0
9 | 27 | 1 | 30 | 100 | 100 | 0 | 0 | 0 | 0 | 1.5 | 13.34% | 0
9 | 27 | 2 | 30 | 100 | 100 | 0 | 0 | 0 | 0 | 1.5 | 13.34% | 0
9 | 27 | 3 | 30 | 100 | 100 | 0 | 0 | 0 | 0 | 1.5 | 13.34% | 0
9 | 27 | 4 | 30 | 100 | 100 | 0 | 0 | 0 | 0 | 1.5 | 13.34% | 0
9 | 27 | 5 | 30 | 100 | 100 | 0 | 0 | 0 | 0 | 1.5 | 13.34% | 0
9 | 27 | 6 | 30 | 0 | 1.3575 | 0.016435 | 0 | -0.00022011 | -0.0011 | 1.5 | 13.34% | 1.3575
9 | 27 | 7 | 30 | 0 | 5.0663 | 0.027668 | -1.57e-06 | -0.0013327 | -0.00666 | 1.5 | 13.34% | 5.0663
9 | 27 | 8 | 30 | 7.542 | 8.3369 | 0.1027 | -0.00758 | -0.00090645 | -0.00453 | 1.5 | 13.34% | 0.79493
9 | 27 | 9 | 30 | 16.589 | 12.1696 | 0.071888 | -0.00566 | -0.0027534 | -0.01376 | 1.5 | 13.34% | 4.4194
9 | 27 | 10 | 30 | 22.558 | 19.5718 | 0.13192 | -0.02318 | -0.0022071 | -0.01103 | 1.5 | 13.34% | 2.9862
9 | 27 | 11 | 30 | 27.509 | 25.5967 | 0.1978 | -0.04964 | -0.00078839 | -0.00394 | 1.5 | 13.34% | 1.9123
9 | 27 | 12 | 30 | 26.117 | 26.1355 | 0.1888 | -0.04816 | -0.00093847 | -0.00469 | 1.5 | 13.34% | 0.018457
9 | 27 | 13 | 30 | 21.038 | 20.1627 | 0.12512 | -0.02265 | -0.0021451 | -0.01072 | 1.5 | 13.34% | 0.87529
9 | 27 | 14 | 30 | 14.522 | 7.6294 | 0.023702 | -0.00015 | -0.0015408 | -0.0077 | 1.5 | 13.34% | 6.8926
9 | 27 | 15 | 30 | 3.913 | 10.2329 | 0.080277 | -0.00705 | -0.0010565 | -0.00528 | 1.5 | 13.34% | 6.3199
9 | 27 | 16 | 30 | 0 | 5.6115 | 0.019597 | -5e-06 | -0.0010365 | -0.00518 | 1.5 | 13.34% | 5.6115
9 | 27 | 17 | 30 | 0 | 7.2611 | 0.001005 | 0 | -6.8034e-05 | -0.00034 | 1.5 | 13.34% | 7.2611
9 | 27 | 18 | 30 | 100 | 100 | 0 | 0 | 0 | 0 | 1.5 | 13.34% | 0
9 | 27 | 19 | 30 | 100 | 100 | 0 | 0 | 0 | 0 | 1.5 | 13.34% | 0
9 | 27 | 20 | 30 | 100 | 100 | 0 | 0 | 0 | 0 | 1.5 | 13.34% | 0
9 | 27 | 21 | 30 | 100 | 100 | 0 | 0 | 0 | 0 | 1.5 | 13.34% | 0
9 | 27 | 22 | 30 | 100 | 100 | 0 | 0 | 0 | 0 | 1.5 | 13.34% | 0
9 | 27 | 23 | 30 | 100 | 100 | 0 | 0 | 0 | 0 | 1.5 | 13.34% | 0
9 | 28 | 0 | 30 | 100 | 100 | 0 | 0 | 0 | 0 | 1.5 | 13.34% | 0
9 | 28 | 1 | 30 | 100 | 100 | 0 | 0 | 0 | 0 | 1.5 | 13.34% | 0
9 | 28 | 2 | 30 | 100 | 100 | 0 | 0 | 0 | 0 | 1.5 | 13.34% | 0
9 | 28 | 3 | 30 | 100 | 100 | 0 | 0 | 0 | 0 | 1.5 | 13.34% | 0
9 | 28 | 4 | 30 | 100 | 100 | 0 | 0 | 0 | 0 | 1.5 | 13.34% | 0
9 | 28 | 5 | 30 | 100 | 100 | 0 | 0 | 0 | 0 | 1.5 | 13.34% | 0
9 | 28 | 6 | 30 | 0 | 2.0103 | 0.014926 | 0 | -0.00029415 | -0.00147 | 1.5 | 13.34% | 2.0103
9 | 28 | 7 | 30 | 0 | 7.0471 | 0.010275 | -8.61e-08 | -0.00067634 | -0.00338 | 1.5 | 13.34% | 7.0471
9 | 28 | 8 | 30 | 8.028 | 7.2231 | 0.01241 | -5.99e-06 | -0.00083041 | -0.00415 | 1.5 | 13.34% | 0.8049
9 | 28 | 9 | 30 | 17.249 | 7.3333 | 0.018312 | -3.49e-05 | -0.0012186 | -0.00609 | 1.5 | 13.34% | 9.9157
9 | 28 | 10 | 30 | 23.278 | 8.7961 | 0.048201 | -0.00102 | -0.0029595 | -0.01479 | 1.5 | 13.34% | 14.4819
9 | 28 | 11 | 30 | 28.291 | 12.4599 | 0.069873 | -0.00466 | -0.0035978 | -0.01798 | 1.5 | 13.34% | 15.8311
9 | 28 | 12 | 30 | 26.786 | 21.9889 | 0.11924 | -0.02279 | -0.0028114 | -0.01405 | 1.5 | 13.34% | 4.7971
9 | 28 | 13 | 30 | 21.664 | 8.7641 | 0.044841 | -0.00092 | -0.0027674 | -0.01383 | 1.5 | 13.34% | 12.8999
9 | 28 | 14 | 30 | 14.981 | 11.1226 | 0.05401 | -0.00311 | -0.0026073 | -0.01303 | 1.5 | 13.34% | 3.8584
9 | 28 | 15 | 30 | 4.122 | 7.6749 | 0.028248 | -0.0003 | -0.0017349 | -0.00867 | 1.5 | 13.34% | 3.5529
9 | 28 | 16 | 30 | 0 | 6.7093 | 0.014132 | -2.24e-06 | -0.00088644 | -0.00443 | 1.5 | 13.34% | 6.7093
9 | 28 | 17 | 30 | 0 | 7.1741 | 0.002511 | 0 | -0.00016808 | -0.00084 | 1.5 | 13.34% | 7.1741
9 | 28 | 18 | 30 | 100 | 100 | 0 | 0 | 0 | 0 | 1.5 | 13.34% | 0
9 | 28 | 19 | 30 | 100 | 100 | 0 | 0 | 0 | 0 | 1.5 | 13.34% | 0
9 | 28 | 20 | 30 | 100 | 100 | 0 | 0 | 0 | 0 | 1.5 | 13.34% | 0
9 | 28 | 21 | 30 | 100 | 100 | 0 | 0 | 0 | 0 | 1.5 | 13.34% | 0
9 | 28 | 22 | 30 | 100 | 100 | 0 | 0 | 0 | 0 | 1.5 | 13.34% | 0
9 | 28 | 23 | 30 | 100 | 100 | 0 | 0 | 0 | 0 | 1.5 | 13.34% | 0
9 | 29 | 0 | 30 | 100 | 100 | 0 | 0 | 0 | 0 | 1.5 | 13.34% | 0
9 | 29 | 1 | 30 | 100 | 100 | 0 | 0 | 0 | 0 | 1.5 | 13.34% | 0
9 | 29 | 2 | 30 | 100 | 100 | 0 | 0 | 0 | 0 | 1.5 | 13.34% | 0
9 | 29 | 3 | 30 | 100 | 100 | 0 | 0 | 0 | 0 | 1.5 | 13.34% | 0
9 | 29 | 4 | 30 | 100 | 100 | 0 | 0 | 0 | 0 | 1.5 | 13.34% | 0
9 | 29 | 5 | 30 | 100 | 100 | 0 | 0 | 0 | 0 | 1.5 | 13.34% | 0
9 | 29 | 6 | 30 | 0 | 7.121 | 0.002679 | 0 | -0.00017809 | -0.00089 | 1.5 | 13.34% | 7.121
9 | 29 | 7 | 30 | 0 | 5.9768 | 0.022874 | -1.48e-06 | -0.0012886 | -0.00644 | 1.5 | 13.34% | 5.9768
9 | 29 | 8 | 30 | 8.511 | 9.1536 | 0.10065 | -0.00818 | -0.00094647 | -0.00473 | 1.5 | 13.34% | 0.64261
9 | 29 | 9 | 30 | 17.834 | 7.7458 | 0.028215 | -0.00023 | -0.0018149 | -0.00907 | 1.5 | 13.34% | 10.0882
9 | 29 | 10 | 30 | 23.973 | 16.6117 | 0.095 | -0.01226 | -0.0030195 | -0.01509 | 1.5 | 13.34% | 7.3613
9 | 29 | 11 | 30 | 28.924 | 24.3773 | 0.15 | -0.03399 | -0.002071 | -0.01035 | 1.5 | 13.34% | 4.5467
9 | 29 | 12 | 30 | 27.5 | 10.982 | 0.06224 | -0.00294 | -0.0035098 | -0.01754 | 1.5 | 13.34% | 16.518
9 | 29 | 13 | 30 | 22.265 | 22.9398 | 0.1526 | -0.03338 | -0.0013227 | -0.00661 | 1.5 | 13.34% | 0.67476
9 | 29 | 14 | 30 | 15.493 | 14.3037 | 0.073286 | -0.00777 | -0.0023732 | -0.01186 | 1.5 | 13.34% | 1.1893
9 | 29 | 15 | 30 | 4.38 | 9.6152 | 0.047914 | -0.00269 | -0.0017489 | -0.00874 | 1.5 | 13.34% | 5.2352
9 | 29 | 16 | 30 | 0 | 6.5973 | 0.015565 | -3.03e-06 | -0.00096048 | -0.0048 | 1.5 | 13.34% | 6.5973
9 | 29 | 17 | 30 | 0 | 7.2216 | 0.001842 | 0 | -0.00012406 | -0.00062 | 1.5 | 13.34% | 7.2216
9 | 29 | 18 | 30 | 100 | 100 | 0 | 0 | 0 | 0 | 1.5 | 13.34% | 0
9 | 29 | 19 | 30 | 100 | 100 | 0 | 0 | 0 | 0 | 1.5 | 13.34% | 0
9 | 29 | 20 | 30 | 100 | 100 | 0 | 0 | 0 | 0 | 1.5 | 13.34% | 0
9 | 29 | 21 | 30 | 100 | 100 | 0 | 0 | 0 | 0 | 1.5 | 13.34% | 0
9 | 29 | 22 | 30 | 100 | 100 | 0 | 0 | 0 | 0 | 1.5 | 13.34% | 0
9 | 29 | 23 | 30 | 100 | 100 | 0 | 0 | 0 | 0 | 1.5 | 13.34% | 0
9 | 30 | 0 | 30 | 100 | 100 | 0 | 0 | 0 | 0 | 1.5 | 13.34% | 0
9 | 30 | 1 | 30 | 100 | 100 | 0 | 0 | 0 | 0 | 1.5 | 13.34% | 0
9 | 30 | 2 | 30 | 100 | 100 | 0 | 0 | 0 | 0 | 1.5 | 13.34% | 0
9 | 30 | 3 | 30 | 100 | 100 | 0 | 0 | 0 | 0 | 1.5 | 13.34% | 0
9 | 30 | 4 | 30 | 100 | 100 | 0 | 0 | 0 | 0 | 1.5 | 13.34% | 0
9 | 30 | 5 | 30 | 100 | 100 | 0 | 0 | 0 | 0 | 1.5 | 13.34% | 0
9 | 30 | 6 | 30 | 0 | 1.0413 | 0.016892 | 0 | -0.00017409 | -0.00087 | 1.5 | 13.34% | 1.0413
9 | 30 | 7 | 30 | 0.008 | 1.1466 | 0.058697 | -3.95e-05 | -0.00062631 | -0.00313 | 1.5 | 13.34% | 1.1386
9 | 30 | 8 | 30 | 8.984 | 10.7723 | 0.11041 | -0.01116 | -0.00066233 | -0.00331 | 1.5 | 13.34% | 1.7883
9 | 30 | 9 | 30 | 18.482 | 19.0162 | 0.1292 | -0.02294 | -0.0013687 | -0.00684 | 1.5 | 13.34% | 0.53422
9 | 30 | 10 | 30 | 24.669 | 24.1986 | 0.16673 | -0.03888 | -0.0011806 | -0.0059 | 1.5 | 13.34% | 0.47043
9 | 30 | 11 | 30 | 29.825 | 28.7643 | 0.1848 | -0.05176 | -0.0010845 | -0.00542 | 1.5 | 13.34% | 1.0607
9 | 30 | 12 | 30 | 28.201 | 29.8305 | 0.19008 | -0.05559 | -0.00085643 | -0.00428 | 1.5 | 13.34% | 1.6295
9 | 30 | 13 | 30 | 22.859 | 25.4626 | 0.17115 | -0.04258 | -0.0007964 | -0.00398 | 1.5 | 13.34% | 2.6036
9 | 30 | 14 | 30 | 15.959 | 20.6611 | 0.13053 | -0.02588 | -0.00090245 | -0.00451 | 1.5 | 13.34% | 4.7021
9 | 30 | 15 | 30 | 4.568 | 13.1108 | 0.089148 | -0.01088 | -0.00071436 | -0.00357 | 1.5 | 13.34% | 8.5428
9 | 30 | 16 | 30 | 0 | 2.0498 | 0.037051 | -9.58e-05 | -0.00065032 | -0.00325 | 1.5 | 13.34% | 2.0498
9 | 30 | 17 | 30 | 0 | 7.2216 | 0.001842 | 0 | -0.00012406 | -0.00062 | 1.5 | 13.34% | 7.2216
9 | 30 | 18 | 30 | 100 | 100 | 0 | 0 | 0 | 0 | 1.5 | 13.34% | 0
9 | 30 | 19 | 30 | 100 | 100 | 0 | 0 | 0 | 0 | 1.5 | 13.34% | 0
9 | 30 | 20 | 30 | 100 | 100 | 0 | 0 | 0 | 0 | 1.5 | 13.34% | 0
9 | 30 | 21 | 30 | 100 | 100 | 0 | 0 | 0 | 0 | 1.5 | 13.34% | 0
9 | 30 | 22 | 30 | 100 | 100 | 0 | 0 | 0 | 0 | 1.5 | 13.34% | 0
9 | 30 | 23 | 30 | 100 | 100 | 0 | 0 | 0 | 0 | 1.5 | 13.34% | 0
10 | 1 | 0 | 30 | 100 | 100 | 0 | 0 | 0 | 0 | 1.5 | 13.34% | 0
10 | 1 | 1 | 30 | 100 | 100 | 0 | 0 | 0 | 0 | 1.5 | 13.34% | 0
10 | 1 | 2 | 30 | 100 | 100 | 0 | 0 | 0 | 0 | 1.5 | 13.34% | 0
10 | 1 | 3 | 30 | 100 | 100 | 0 | 0 | 0 | 0 | 1.5 | 13.34% | 0
10 | 1 | 4 | 30 | 100 | 100 | 0 | 0 | 0 | 0 | 1.5 | 13.34% | 0
10 | 1 | 5 | 30 | 100 | 100 | 0 | 0 | 0 | 0 | 1.5 | 13.34% | 0
10 | 1 | 6 | 30 | 0 | 7.1521 | 0.002848 | 0 | -0.00019009 | -0.00095 | 1.5 | 13.34% | 7.1521
10 | 1 | 7 | 30 | 0.04 | 0.63139 | 0.067127 | -4.93e-05 | -0.00037219 | -0.00186 | 1.5 | 13.34% | 0.59139
10 | 1 | 8 | 30 | 9.487 | 10.9428 | 0.12239 | -0.013 | -0.00035418 | -0.00177 | 1.5 | 13.34% | 1.4558
10 | 1 | 9 | 30 | 19.097 | 19.3429 | 0.13465 | -0.02461 | -0.0012026 | -0.00601 | 1.5 | 13.34% | 0.2459
10 | 1 | 10 | 30 | 25.415 | 24.2851 | 0.16785 | -0.03935 | -0.0011366 | -0.00568 | 1.5 | 13.34% | 1.1299
10 | 1 | 11 | 30 | 30.573 | 29.3978 | 0.19628 | -0.0567 | -0.00077439 | -0.00387 | 1.5 | 13.34% | 1.1752
10 | 1 | 12 | 30 | 28.903 | 29.9252 | 0.19132 | -0.0562 | -0.0008104 | -0.00405 | 1.5 | 13.34% | 1.0222
10 | 1 | 13 | 30 | 23.457 | 25.2643 | 0.16661 | -0.04097 | -0.00089645 | -0.00448 | 1.5 | 13.34% | 1.8073
10 | 1 | 14 | 30 | 16.453 | 20.2083 | 0.12219 | -0.02336 | -0.0011086 | -0.00554 | 1.5 | 13.34% | 3.7553
10 | 1 | 15 | 30 | 4.799 | 13.0335 | 0.086305 | -0.01038 | -0.00076838 | -0.00384 | 1.5 | 13.34% | 8.2345
10 | 1 | 16 | 30 | 0 | 3.2104 | 0.028656 | -5.67e-05 | -0.00083642 | -0.00418 | 1.5 | 13.34% | 3.2104
10 | 1 | 17 | 30 | 0 | 7.2611 | 0.001005 | 0 | -6.8034e-05 | -0.00034 | 1.5 | 13.34% | 7.2611
10 | 1 | 18 | 30 | 100 | 100 | 0 | 0 | 0 | 0 | 1.5 | 13.34% | 0
10 | 1 | 19 | 30 | 100 | 100 | 0 | 0 | 0 | 0 | 1.5 | 13.34% | 0
10 | 1 | 20 | 30 | 100 | 100 | 0 | 0 | 0 | 0 | 1.5 | 13.34% | 0
10 | 1 | 21 | 30 | 100 | 100 | 0 | 0 | 0 | 0 | 1.5 | 13.34% | 0
10 | 1 | 22 | 30 | 100 | 100 | 0 | 0 | 0 | 0 | 1.5 | 13.34% | 0
10 | 1 | 23 | 30 | 100 | 100 | 0 | 0 | 0 | 0 | 1.5 | 13.34% | 0
10 | 2 | 0 | 30 | 100 | 100 | 0 | 0 | 0 | 0 | 1.5 | 13.34% | 0
10 | 2 | 1 | 30 | 100 | 100 | 0 | 0 | 0 | 0 | 1.5 | 13.34% | 0
10 | 2 | 2 | 30 | 100 | 100 | 0 | 0 | 0 | 0 | 1.5 | 13.34% | 0
10 | 2 | 3 | 30 | 100 | 100 | 0 | 0 | 0 | 0 | 1.5 | 13.34% | 0
10 | 2 | 4 | 30 | 100 | 100 | 0 | 0 | 0 | 0 | 1.5 | 13.34% | 0
10 | 2 | 5 | 30 | 100 | 100 | 0 | 0 | 0 | 0 | 1.5 | 13.34% | 0
10 | 2 | 6 | 30 | 0 | 100 | 0 | 0 | 0 | 0 | 1.5 | 13.34% | 100
10 | 2 | 7 | 30 | 0.091 | 0.6 | 0.068377 | -7.61e-05 | -0.00033217 | -0.00166 | 1.5 | 13.34% | 0.509
10 | 2 | 8 | 30 | 9.952 | 12.0092 | 0.1085 | -0.01225 | -0.00069635 | -0.00348 | 1.5 | 13.34% | 2.0572
10 | 2 | 9 | 30 | 19.723 | 22.6327 | 0.16184 | -0.03603 | -0.00048824 | -0.00244 | 1.5 | 13.34% | 2.9097
10 | 2 | 10 | 30 | 26.062 | 26.5621 | 0.18414 | -0.04802 | -0.00070435 | -0.00352 | 1.5 | 13.34% | 0.5001
10 | 2 | 11 | 30 | 31.434 | 30.1538 | 0.19342 | -0.05724 | -0.00083242 | -0.00416 | 1.5 | 13.34% | 1.2802
10 | 2 | 12 | 30 | 29.63 | 30.6961 | 0.18846 | -0.05672 | -0.00086443 | -0.00432 | 1.5 | 13.34% | 1.0661
10 | 2 | 13 | 30 | 24.072 | 26.453 | 0.15572 | -0.03972 | -0.0011646 | -0.00582 | 1.5 | 13.34% | 2.381
10 | 2 | 14 | 30 | 16.975 | 22.4707 | 0.13456 | -0.02932 | -0.00074837 | -0.00374 | 1.5 | 13.34% | 5.4957
10 | 2 | 15 | 30 | 5.066 | 15.2313 | 0.095827 | -0.01404 | -0.00048224 | -0.00241 | 1.5 | 13.34% | 10.1653
10 | 2 | 16 | 30 | 0 | 1.9798 | 0.037561 | -0.00016 | -0.00057229 | -0.00286 | 1.5 | 13.34% | 1.9798
10 | 2 | 17 | 30 | 0 | 7.2611 | 0.001005 | 0 | -6.8034e-05 | -0.00034 | 1.5 | 13.34% | 7.2611
10 | 2 | 18 | 30 | 100 | 100 | 0 | 0 | 0 | 0 | 1.5 | 13.34% | 0
10 | 2 | 19 | 30 | 100 | 100 | 0 | 0 | 0 | 0 | 1.5 | 13.34% | 0
10 | 2 | 20 | 30 | 100 | 100 | 0 | 0 | 0 | 0 | 1.5 | 13.34% | 0
10 | 2 | 21 | 30 | 100 | 100 | 0 | 0 | 0 | 0 | 1.5 | 13.34% | 0
10 | 2 | 22 | 30 | 100 | 100 | 0 | 0 | 0 | 0 | 1.5 | 13.34% | 0
10 | 2 | 23 | 30 | 100 | 100 | 0 | 0 | 0 | 0 | 1.5 | 13.34% | 0
10 | 3 | 0 | 30 | 100 | 100 | 0 | 0 | 0 | 0 | 1.5 | 13.34% | 0
10 | 3 | 1 | 30 | 100 | 100 | 0 | 0 | 0 | 0 | 1.5 | 13.34% | 0
10 | 3 | 2 | 30 | 100 | 100 | 0 | 0 | 0 | 0 | 1.5 | 13.34% | 0
10 | 3 | 3 | 30 | 100 | 100 | 0 | 0 | 0 | 0 | 1.5 | 13.34% | 0
10 | 3 | 4 | 30 | 100 | 100 | 0 | 0 | 0 | 0 | 1.5 | 13.34% | 0
10 | 3 | 5 | 30 | 100 | 100 | 0 | 0 | 0 | 0 | 1.5 | 13.34% | 0
10 | 3 | 6 | 30 | 0 | 100 | 0 | 0 | 0 | 0 | 1.5 | 13.34% | 100
10 | 3 | 7 | 30 | 0.166 | 3.985 | 0.031904 | -1.67e-05 | -0.0012066 | -0.00603 | 1.5 | 13.34% | 3.819
10 | 3 | 8 | 30 | 10.478 | 12.0849 | 0.11188 | -0.01285 | -0.0005983 | -0.00299 | 1.5 | 13.34% | 1.6069
10 | 3 | 9 | 30 | 20.365 | 21.9895 | 0.16061 | -0.03417 | -0.00094047 | -0.0047 | 1.5 | 13.34% | 1.6245
10 | 3 | 10 | 30 | 26.748 | 26.5297 | 0.18297 | -0.04763 | -0.00072036 | -0.0036 | 1.5 | 13.34% | 0.21826
10 | 3 | 11 | 30 | 32.185 | 30.3423 | 0.19673 | -0.05873 | -0.00073837 | -0.00369 | 1.5 | 13.34% | 1.8427
10 | 3 | 12 | 30 | 30.285 | 27.8974 | 0.15015 | -0.03949 | -0.0018749 | -0.00937 | 1.5 | 13.34% | 2.3876
10 | 3 | 13 | 30 | 24.681 | 9.1835 | 0.043938 | -0.00109 | -0.0026973 | -0.01348 | 1.5 | 13.34% | 15.4975
10 | 3 | 14 | 30 | 17.519 | 18.541 | 0.087915 | -0.01399 | -0.001949 | -0.00974 | 1.5 | 13.34% | 1.022
10 | 3 | 15 | 30 | 5.31 | 13.9739 | 0.072182 | -0.00883 | -0.0011026 | -0.00551 | 1.5 | 13.34% | 8.6639
10 | 3 | 16 | 30 | 0 | 2.6849 | 0.031341 | -0.00011 | -0.00071236 | -0.00356 | 1.5 | 13.34% | 2.6849
10 | 3 | 17 | 30 | 0 | 7.0325 | 0.00067 | 0 | -4.4022e-05 | -0.00022 | 1.5 | 13.34% | 7.0325
10 | 3 | 18 | 30 | 100 | 100 | 0 | 0 | 0 | 0 | 1.5 | 13.34% | 0
10 | 3 | 19 | 30 | 100 | 100 | 0 | 0 | 0 | 0 | 1.5 | 13.34% | 0
10 | 3 | 20 | 30 | 100 | 100 | 0 | 0 | 0 | 0 | 1.5 | 13.34% | 0
10 | 3 | 21 | 30 | 100 | 100 | 0 | 0 | 0 | 0 | 1.5 | 13.34% | 0
10 | 3 | 22 | 30 | 100 | 100 | 0 | 0 | 0 | 0 | 1.5 | 13.34% | 0
10 | 3 | 23 | 30 | 100 | 100 | 0 | 0 | 0 | 0 | 1.5 | 13.34% | 0
10 | 4 | 0 | 30 | 100 | 100 | 0 | 0 | 0 | 0 | 1.5 | 13.34% | 0
10 | 4 | 1 | 30 | 100 | 100 | 0 | 0 | 0 | 0 | 1.5 | 13.34% | 0
10 | 4 | 2 | 30 | 100 | 100 | 0 | 0 | 0 | 0 | 1.5 | 13.34% | 0
10 | 4 | 3 | 30 | 100 | 100 | 0 | 0 | 0 | 0 | 1.5 | 13.34% | 0
10 | 4 | 4 | 30 | 100 | 100 | 0 | 0 | 0 | 0 | 1.5 | 13.34% | 0
10 | 4 | 5 | 30 | 100 | 100 | 0 | 0 | 0 | 0 | 1.5 | 13.34% | 0
10 | 4 | 6 | 30 | 0 | 100 | 0 | 0 | 0 | 0 | 1.5 | 13.34% | 100
10 | 4 | 7 | 30 | 0.265 | 6.7814 | 0.014681 | -2.01e-06 | -0.00093046 | -0.00465 | 1.5 | 13.34% | 6.5164
10 | 4 | 8 | 30 | 10.929 | 7.7271 | 0.026816 | -0.00027 | -0.0016728 | -0.00836 | 1.5 | 13.34% | 3.2019
10 | 4 | 9 | 30 | 20.963 | 8.6305 | 0.036531 | -0.00069 | -0.0022671 | -0.01133 | 1.5 | 13.34% | 12.3325
10 | 4 | 10 | 30 | 27.487 | 24.8835 | 0.13399 | -0.03084 | -0.002003 | -0.01001 | 1.5 | 13.34% | 2.6035
10 | 4 | 11 | 30 | 32.974 | 29.1503 | 0.15509 | -0.04286 | -0.0018189 | -0.00909 | 1.5 | 13.34% | 3.8237
10 | 4 | 12 | 30 | 31.003 | 12.4268 | 0.061711 | -0.00386 | -0.0033877 | -0.01693 | 1.5 | 13.34% | 18.5762
10 | 4 | 13 | 30 | 25.345 | 14.1174 | 0.064047 | -0.00558 | -0.0030335 | -0.01516 | 1.5 | 13.34% | 11.2276
10 | 4 | 14 | 30 | 18.021 | 15.8951 | 0.065469 | -0.0077 | -0.0023352 | -0.01167 | 1.5 | 13.34% | 2.1259
10 | 4 | 15 | 30 | 5.562 | 8.8497 | 0.029601 | -0.00079 | -0.0016808 | -0.0084 | 1.5 | 13.34% | 3.2877
10 | 4 | 16 | 30 | 0 | 7.1932 | 0.004354 | -3.33e-08 | -0.00029215 | -0.00146 | 1.5 | 13.34% | 7.1932
10 | 4 | 17 | 30 | 0 | 7.2201 | 0.000167 | 0 | -1.1246e-05 | -5.62e-05 | 1.5 | 13.34% | 7.2201
10 | 4 | 18 | 30 | 100 | 100 | 0 | 0 | 0 | 0 | 1.5 | 13.34% | 0
10 | 4 | 19 | 30 | 100 | 100 | 0 | 0 | 0 | 0 | 1.5 | 13.34% | 0
10 | 4 | 20 | 30 | 100 | 100 | 0 | 0 | 0 | 0 | 1.5 | 13.34% | 0
10 | 4 | 21 | 30 | 100 | 100 | 0 | 0 | 0 | 0 | 1.5 | 13.34% | 0
10 | 4 | 22 | 30 | 100 | 100 | 0 | 0 | 0 | 0 | 1.5 | 13.34% | 0
10 | 4 | 23 | 30 | 100 | 100 | 0 | 0 | 0 | 0 | 1.5 | 13.34% | 0
10 | 5 | 0 | 30 | 100 | 100 | 0 | 0 | 0 | 0 | 1.5 | 13.34% | 0
10 | 5 | 1 | 30 | 100 | 100 | 0 | 0 | 0 | 0 | 1.5 | 13.34% | 0
10 | 5 | 2 | 30 | 100 | 100 | 0 | 0 | 0 | 0 | 1.5 | 13.34% | 0
10 | 5 | 3 | 30 | 100 | 100 | 0 | 0 | 0 | 0 | 1.5 | 13.34% | 0
10 | 5 | 4 | 30 | 100 | 100 | 0 | 0 | 0 | 0 | 1.5 | 13.34% | 0
10 | 5 | 5 | 30 | 100 | 100 | 0 | 0 | 0 | 0 | 1.5 | 13.34% | 0
10 | 5 | 6 | 30 | 0 | 100 | 0 | 0 | 0 | 0 | 1.5 | 13.34% | 100
10 | 5 | 7 | 30 | 0.371 | 7.1092 | 0.007902 | -2.33e-07 | -0.00052426 | -0.00262 | 1.5 | 13.34% | 6.7382
10 | 5 | 8 | 30 | 11.449 | 7.2964 | 0.01363 | -2.62e-05 | -0.00090245 | -0.00451 | 1.5 | 13.34% | 4.1526
10 | 5 | 9 | 30 | 21.611 | 7.4613 | 0.018341 | -6.11e-05 | -0.0012166 | -0.00608 | 1.5 | 13.34% | 14.1497
10 | 5 | 10 | 30 | 28.182 | 7.5317 | 0.021878 | -8.78e-05 | -0.0014507 | -0.00725 | 1.5 | 13.34% | 20.6503
10 | 5 | 11 | 30 | 33.819 | 7.4968 | 0.022355 | -7.77e-05 | -0.0014867 | -0.00743 | 1.5 | 13.34% | 26.3222
10 | 5 | 12 | 30 | 31.694 | 8.0166 | 0.028092 | -0.00027 | -0.0018349 | -0.00917 | 1.5 | 13.34% | 23.6774
10 | 5 | 13 | 30 | 25.959 | 9.0066 | 0.039815 | -0.00089 | -0.0024732 | -0.01236 | 1.5 | 13.34% | 16.9524
10 | 5 | 14 | 30 | 18.531 | 8.6537 | 0.032565 | -0.00062 | -0.002023 | -0.01011 | 1.5 | 13.34% | 9.8773
10 | 5 | 15 | 30 | 5.82 | 7.9352 | 0.022346 | -0.00027 | -0.0013927 | -0.00696 | 1.5 | 13.34% | 2.1152
10 | 5 | 16 | 30 | 0 | 6.864 | 0.009525 | -3.74e-06 | -0.0006083 | -0.00304 | 1.5 | 13.34% | 6.864
10 | 5 | 17 | 30 | 0 | 7.2201 | 0.000167 | 0 | -1.1246e-05 | -5.62e-05 | 1.5 | 13.34% | 7.2201
10 | 5 | 18 | 30 | 100 | 100 | 0 | 0 | 0 | 0 | 1.5 | 13.34% | 0
10 | 5 | 19 | 30 | 100 | 100 | 0 | 0 | 0 | 0 | 1.5 | 13.34% | 0
10 | 5 | 20 | 30 | 100 | 100 | 0 | 0 | 0 | 0 | 1.5 | 13.34% | 0
10 | 5 | 21 | 30 | 100 | 100 | 0 | 0 | 0 | 0 | 1.5 | 13.34% | 0
10 | 5 | 22 | 30 | 100 | 100 | 0 | 0 | 0 | 0 | 1.5 | 13.34% | 0
10 | 5 | 23 | 30 | 100 | 100 | 0 | 0 | 0 | 0 | 1.5 | 13.34% | 0
10 | 6 | 0 | 30 | 100 | 100 | 0 | 0 | 0 | 0 | 1.5 | 13.34% | 0
10 | 6 | 1 | 30 | 100 | 100 | 0 | 0 | 0 | 0 | 1.5 | 13.34% | 0
10 | 6 | 2 | 30 | 100 | 100 | 0 | 0 | 0 | 0 | 1.5 | 13.34% | 0
10 | 6 | 3 | 30 | 100 | 100 | 0 | 0 | 0 | 0 | 1.5 | 13.34% | 0
10 | 6 | 4 | 30 | 100 | 100 | 0 | 0 | 0 | 0 | 1.5 | 13.34% | 0
10 | 6 | 5 | 30 | 100 | 100 | 0 | 0 | 0 | 0 | 1.5 | 13.34% | 0
10 | 6 | 6 | 30 | 0 | 100 | 0 | 0 | 0 | 0 | 1.5 | 13.34% | 100
10 | 6 | 7 | 30 | 0.502 | 6.6022 | 0.017588 | -5.05e-06 | -0.0010845 | -0.00542 | 1.5 | 13.34% | 6.1002
10 | 6 | 8 | 30 | 11.936 | 7.9859 | 0.029415 | -0.0004 | -0.0018049 | -0.00902 | 1.5 | 13.34% | 3.9501
10 | 6 | 9 | 30 | 22.196 | 8.8127 | 0.036592 | -0.00076 | -0.0022651 | -0.01132 | 1.5 | 13.34% | 13.3833
10 | 6 | 10 | 30 | 28.886 | 8.6202 | 0.036128 | -0.00063 | -0.0022871 | -0.01143 | 1.5 | 13.34% | 20.2658
10 | 6 | 11 | 30 | 34.579 | 8.4361 | 0.033005 | -0.00048 | -0.0021251 | -0.01062 | 1.5 | 13.34% | 26.1429
10 | 6 | 12 | 30 | 32.379 | 7.9927 | 0.027055 | -0.00025 | -0.0017709 | -0.00885 | 1.5 | 13.34% | 24.3863
10 | 6 | 13 | 30 | 26.574 | 7.9468 | 0.0254 | -0.00023 | -0.0016568 | -0.00828 | 1.5 | 13.34% | 18.6272
10 | 6 | 14 | 30 | 19.041 | 8.2428 | 0.025593 | -0.00034 | -0.0016348 | -0.00817 | 1.5 | 13.34% | 10.7982
10 | 6 | 15 | 30 | 6.1 | 7.7877 | 0.01773 | -0.00016 | -0.0011326 | -0.00566 | 1.5 | 13.34% | 1.6877
10 | 6 | 16 | 30 | 0 | 7.0114 | 0.007272 | -2.38e-06 | -0.00047424 | -0.00237 | 1.5 | 13.34% | 7.0114
10 | 6 | 17 | 30 | 0 | 100 | 0 | 0 | 0 | 0 | 1.5 | 13.34% | 100
10 | 6 | 18 | 30 | 100 | 100 | 0 | 0 | 0 | 0 | 1.5 | 13.34% | 0
10 | 6 | 19 | 30 | 100 | 100 | 0 | 0 | 0 | 0 | 1.5 | 13.34% | 0
10 | 6 | 20 | 30 | 100 | 100 | 0 | 0 | 0 | 0 | 1.5 | 13.34% | 0
10 | 6 | 21 | 30 | 100 | 100 | 0 | 0 | 0 | 0 | 1.5 | 13.34% | 0
10 | 6 | 22 | 30 | 100 | 100 | 0 | 0 | 0 | 0 | 1.5 | 13.34% | 0
10 | 6 | 23 | 30 | 100 | 100 | 0 | 0 | 0 | 0 | 1.5 | 13.34% | 0
10 | 7 | 0 | 30 | 100 | 100 | 0 | 0 | 0 | 0 | 1.5 | 13.34% | 0
10 | 7 | 1 | 30 | 100 | 100 | 0 | 0 | 0 | 0 | 1.5 | 13.34% | 0
10 | 7 | 2 | 30 | 100 | 100 | 0 | 0 | 0 | 0 | 1.5 | 13.34% | 0
10 | 7 | 3 | 30 | 100 | 100 | 0 | 0 | 0 | 0 | 1.5 | 13.34% | 0
10 | 7 | 4 | 30 | 100 | 100 | 0 | 0 | 0 | 0 | 1.5 | 13.34% | 0
10 | 7 | 5 | 30 | 100 | 100 | 0 | 0 | 0 | 0 | 1.5 | 13.34% | 0
10 | 7 | 6 | 30 | 0 | 100 | 0 | 0 | 0 | 0 | 1.5 | 13.34% | 100
10 | 7 | 7 | 30 | 0.645 | 6.886 | 0.012078 | -1.84e-06 | -0.00077639 | -0.00388 | 1.5 | 13.34% | 6.241
10 | 7 | 8 | 30 | 12.43 | 7.8552 | 0.025809 | -0.00029 | -0.0016108 | -0.00805 | 1.5 | 13.34% | 4.5748
10 | 7 | 9 | 30 | 22.85 | 8.4908 | 0.031912 | -0.00053 | -0.002009 | -0.01004 | 1.5 | 13.34% | 14.3592
10 | 7 | 10 | 30 | 29.572 | 8.2463 | 0.030628 | -0.00039 | -0.001973 | -0.00986 | 1.5 | 13.34% | 21.3257
10 | 7 | 11 | 30 | 35.347 | 8.3722 | 0.03196 | -0.00044 | -0.002063 | -0.01031 | 1.5 | 13.34% | 26.9748
10 | 7 | 12 | 30 | 33.125 | 8.6709 | 0.03429 | -0.00059 | -0.0021931 | -0.01096 | 1.5 | 13.34% | 24.4541
10 | 7 | 13 | 30 | 27.193 | 8.0781 | 0.026463 | -0.00028 | -0.0017189 | -0.00859 | 1.5 | 13.34% | 19.1149
10 | 7 | 14 | 30 | 19.565 | 8.3353 | 0.026681 | -0.00039 | -0.0016928 | -0.00846 | 1.5 | 13.34% | 11.2297
10 | 7 | 15 | 30 | 6.352 | 8.0381 | 0.021503 | -0.00028 | -0.0013407 | -0.0067 | 1.5 | 13.34% | 1.6861
10 | 7 | 16 | 30 | 0 | 7.0376 | 0.006415 | -1.68e-06 | -0.00042021 | -0.0021 | 1.5 | 13.34% | 7.0376
10 | 7 | 17 | 30 | 0 | 100 | 0 | 0 | 0 | 0 | 1.5 | 13.34% | 100
10 | 7 | 18 | 30 | 100 | 100 | 0 | 0 | 0 | 0 | 1.5 | 13.34% | 0
10 | 7 | 19 | 30 | 100 | 100 | 0 | 0 | 0 | 0 | 1.5 | 13.34% | 0
10 | 7 | 20 | 30 | 100 | 100 | 0 | 0 | 0 | 0 | 1.5 | 13.34% | 0
10 | 7 | 21 | 30 | 100 | 100 | 0 | 0 | 0 | 0 | 1.5 | 13.34% | 0
10 | 7 | 22 | 30 | 100 | 100 | 0 | 0 | 0 | 0 | 1.5 | 13.34% | 0
10 | 7 | 23 | 30 | 100 | 100 | 0 | 0 | 0 | 0 | 1.5 | 13.34% | 0
10 | 8 | 0 | 30 | 100 | 100 | 0 | 0 | 0 | 0 | 1.5 | 13.34% | 0
10 | 8 | 1 | 30 | 100 | 100 | 0 | 0 | 0 | 0 | 1.5 | 13.34% | 0
10 | 8 | 2 | 30 | 100 | 100 | 0 | 0 | 0 | 0 | 1.5 | 13.34% | 0
10 | 8 | 3 | 30 | 100 | 100 | 0 | 0 | 0 | 0 | 1.5 | 13.34% | 0
10 | 8 | 4 | 30 | 100 | 100 | 0 | 0 | 0 | 0 | 1.5 | 13.34% | 0
10 | 8 | 5 | 30 | 100 | 100 | 0 | 0 | 0 | 0 | 1.5 | 13.34% | 0
10 | 8 | 6 | 30 | 0 | 100 | 0 | 0 | 0 | 0 | 1.5 | 13.34% | 100
10 | 8 | 7 | 30 | 0.799 | 2.894 | 0.039647 | -0.00012 | -0.0009985 | -0.00499 | 1.5 | 13.34% | 2.095
10 | 8 | 8 | 30 | 12.95 | 16.642 | 0.11574 | -0.01872 | -0.00046423 | -0.00232 | 1.5 | 13.34% | 3.692
10 | 8 | 9 | 30 | 23.514 | 26.4182 | 0.1473 | -0.03793 | -0.00077839 | -0.00389 | 1.5 | 13.34% | 2.9042
10 | 8 | 10 | 30 | 30.267 | 30.1612 | 0.18511 | -0.05455 | -0.00098449 | -0.00492 | 1.5 | 13.34% | 0.10578
10 | 8 | 11 | 30 | 36.181 | 34.1724 | 0.19998 | -0.06695 | -0.0010345 | -0.00517 | 1.5 | 13.34% | 2.0086
10 | 8 | 12 | 30 | 33.865 | 34.8943 | 0.19362 | -0.06621 | -0.0010025 | -0.00501 | 1.5 | 13.34% | 1.0293
10 | 8 | 13 | 30 | 27.818 | 31.9185 | 0.1728 | -0.05435 | -0.00061031 | -0.00305 | 1.5 | 13.34% | 4.1005
10 | 8 | 14 | 30 | 20.042 | 26.8137 | 0.12911 | -0.03366 | -0.00075638 | -0.00378 | 1.5 | 13.34% | 6.7717
10 | 8 | 15 | 30 | 6.597 | 18.7619 | 0.083474 | -0.01487 | -0.00066633 | -0.00333 | 1.5 | 13.34% | 12.1649
10 | 8 | 16 | 30 | 0 | 2.5579 | 0.034351 | -0.00038 | -0.00048624 | -0.00243 | 1.5 | 13.34% | 2.5579
10 | 8 | 17 | 30 | 0 | 100 | 0 | 0 | 0 | 0 | 1.5 | 13.34% | 100
10 | 8 | 18 | 30 | 100 | 100 | 0 | 0 | 0 | 0 | 1.5 | 13.34% | 0
10 | 8 | 19 | 30 | 100 | 100 | 0 | 0 | 0 | 0 | 1.5 | 13.34% | 0
10 | 8 | 20 | 30 | 100 | 100 | 0 | 0 | 0 | 0 | 1.5 | 13.34% | 0
10 | 8 | 21 | 30 | 100 | 100 | 0 | 0 | 0 | 0 | 1.5 | 13.34% | 0
10 | 8 | 22 | 30 | 100 | 100 | 0 | 0 | 0 | 0 | 1.5 | 13.34% | 0
10 | 8 | 23 | 30 | 100 | 100 | 0 | 0 | 0 | 0 | 1.5 | 13.34% | 0
10 | 9 | 0 | 30 | 100 | 100 | 0 | 0 | 0 | 0 | 1.5 | 13.34% | 0
10 | 9 | 1 | 30 | 100 | 100 | 0 | 0 | 0 | 0 | 1.5 | 13.34% | 0
10 | 9 | 2 | 30 | 100 | 100 | 0 | 0 | 0 | 0 | 1.5 | 13.34% | 0
10 | 9 | 3 | 30 | 100 | 100 | 0 | 0 | 0 | 0 | 1.5 | 13.34% | 0
10 | 9 | 4 | 30 | 100 | 100 | 0 | 0 | 0 | 0 | 1.5 | 13.34% | 0
10 | 9 | 5 | 30 | 100 | 100 | 0 | 0 | 0 | 0 | 1.5 | 13.34% | 0
10 | 9 | 6 | 30 | 0 | 100 | 0 | 0 | 0 | 0 | 1.5 | 13.34% | 100
10 | 9 | 7 | 30 | 0.969 | 1.1532 | 0.062205 | -0.00027 | -0.00044222 | -0.00221 | 1.5 | 13.34% | 0.18416
10 | 9 | 8 | 30 | 13.489 | 16.6997 | 0.11725 | -0.01909 | -0.00042021 | -0.0021 | 1.5 | 13.34% | 3.2107
10 | 9 | 9 | 30 | 24.177 | 26.9959 | 0.15773 | -0.04192 | -0.00052026 | -0.0026 | 1.5 | 13.34% | 2.8189
10 | 9 | 10 | 30 | 31.02 | 29.968 | 0.16878 | -0.04929 | -0.0009925 | -0.00496 | 1.5 | 13.34% | 1.052
10 | 9 | 11 | 30 | 36.978 | 34.2243 | 0.18499 | -0.06206 | -0.00093247 | -0.00466 | 1.5 | 13.34% | 2.7537
10 | 9 | 12 | 30 | 34.579 | 35.1761 | 0.18482 | -0.06389 | -0.00083041 | -0.00415 | 1.5 | 13.34% | 0.59713
10 | 9 | 13 | 30 | 28.427 | 32.0307 | 0.17413 | -0.05503 | -0.00056428 | -0.00282 | 1.5 | 13.34% | 3.6037
10 | 9 | 14 | 30 | 20.561 | 27.5656 | 0.14031 | -0.03808 | -0.00046823 | -0.00234 | 1.5 | 13.34% | 7.0046
10 | 9 | 15 | 30 | 6.882 | 19.1144 | 0.087848 | -0.01616 | -0.00053027 | -0.00265 | 1.5 | 13.34% | 12.2324
10 | 9 | 16 | 30 | 0 | 2.5896 | 0.033244 | -0.00036 | -0.00048824 | -0.00244 | 1.5 | 13.34% | 2.5896
10 | 9 | 17 | 30 | 100 | 100 | 0 | 0 | 0 | 0 | 1.5 | 13.34% | 0
10 | 9 | 18 | 30 | 100 | 100 | 0 | 0 | 0 | 0 | 1.5 | 13.34% | 0
10 | 9 | 19 | 30 | 100 | 100 | 0 | 0 | 0 | 0 | 1.5 | 13.34% | 0
10 | 9 | 20 | 30 | 100 | 100 | 0 | 0 | 0 | 0 | 1.5 | 13.34% | 0
10 | 9 | 21 | 30 | 100 | 100 | 0 | 0 | 0 | 0 | 1.5 | 13.34% | 0
10 | 9 | 22 | 30 | 100 | 100 | 0 | 0 | 0 | 0 | 1.5 | 13.34% | 0
10 | 9 | 23 | 30 | 100 | 100 | 0 | 0 | 0 | 0 | 1.5 | 13.34% | 0
10 | 10 | 0 | 30 | 100 | 100 | 0 | 0 | 0 | 0 | 1.5 | 13.34% | 0
10 | 10 | 1 | 30 | 100 | 100 | 0 | 0 | 0 | 0 | 1.5 | 13.34% | 0
10 | 10 | 2 | 30 | 100 | 100 | 0 | 0 | 0 | 0 | 1.5 | 13.34% | 0
10 | 10 | 3 | 30 | 100 | 100 | 0 | 0 | 0 | 0 | 1.5 | 13.34% | 0
10 | 10 | 4 | 30 | 100 | 100 | 0 | 0 | 0 | 0 | 1.5 | 13.34% | 0
10 | 10 | 5 | 30 | 100 | 100 | 0 | 0 | 0 | 0 | 1.5 | 13.34% | 0
10 | 10 | 6 | 30 | 0 | 100 | 0 | 0 | 0 | 0 | 1.5 | 13.34% | 100
10 | 10 | 7 | 30 | 1.148 | 1.0505 | 0.069199 | -0.00046 | -0.00026413 | -0.00132 | 1.5 | 13.34% | 0.097542
10 | 10 | 8 | 30 | 14.022 | 17.8975 | 0.11634 | -0.02031 | -0.00043422 | -0.00217 | 1.5 | 13.34% | 3.8755
10 | 10 | 9 | 30 | 24.822 | 28.6365 | 0.15687 | -0.04424 | -0.00053027 | -0.00265 | 1.5 | 13.34% | 3.8145
10 | 10 | 10 | 30 | 31.72 | 32.9711 | 0.18799 | -0.06128 | -0.00052826 | -0.00264 | 1.5 | 13.34% | 1.2511
10 | 10 | 11 | 30 | 37.769 | 36.7639 | 0.19744 | -0.07173 | -0.00062631 | -0.00313 | 1.5 | 13.34% | 1.0051
10 | 10 | 12 | 30 | 35.218 | 36.6299 | 0.19518 | -0.0701 | -0.0010205 | -0.0051 | 1.5 | 13.34% | 1.4119
10 | 10 | 13 | 30 | 29.056 | 33.7069 | 0.17513 | -0.05833 | -0.00052426 | -0.00262 | 1.5 | 13.34% | 4.6509
10 | 10 | 14 | 30 | 21.06 | 28.3293 | 0.13133 | -0.03636 | -0.00065833 | -0.00329 | 1.5 | 13.34% | 7.2693
10 | 10 | 15 | 30 | 7.189 | 20.5038 | 0.083338 | -0.01634 | -0.00062031 | -0.0031 | 1.5 | 13.34% | 13.3148
10 | 10 | 16 | 30 | 0 | 3.329 | 0.029396 | -0.00041 | -0.00055028 | -0.00275 | 1.5 | 13.34% | 3.329
10 | 10 | 17 | 30 | 100 | 100 | 0 | 0 | 0 | 0 | 1.5 | 13.34% | 0
10 | 10 | 18 | 30 | 100 | 100 | 0 | 0 | 0 | 0 | 1.5 | 13.34% | 0
10 | 10 | 19 | 30 | 100 | 100 | 0 | 0 | 0 | 0 | 1.5 | 13.34% | 0
10 | 10 | 20 | 30 | 100 | 100 | 0 | 0 | 0 | 0 | 1.5 | 13.34% | 0
10 | 10 | 21 | 30 | 100 | 100 | 0 | 0 | 0 | 0 | 1.5 | 13.34% | 0
10 | 10 | 22 | 30 | 100 | 100 | 0 | 0 | 0 | 0 | 1.5 | 13.34% | 0
10 | 10 | 23 | 30 | 100 | 100 | 0 | 0 | 0 | 0 | 1.5 | 13.34% | 0
10 | 11 | 0 | 30 | 100 | 100 | 0 | 0 | 0 | 0 | 1.5 | 13.34% | 0
10 | 11 | 1 | 30 | 100 | 100 | 0 | 0 | 0 | 0 | 1.5 | 13.34% | 0
10 | 11 | 2 | 30 | 100 | 100 | 0 | 0 | 0 | 0 | 1.5 | 13.34% | 0
10 | 11 | 3 | 30 | 100 | 100 | 0 | 0 | 0 | 0 | 1.5 | 13.34% | 0
10 | 11 | 4 | 30 | 100 | 100 | 0 | 0 | 0 | 0 | 1.5 | 13.34% | 0
10 | 11 | 5 | 30 | 100 | 100 | 0 | 0 | 0 | 0 | 1.5 | 13.34% | 0
10 | 11 | 6 | 30 | 0 | 100 | 0 | 0 | 0 | 0 | 1.5 | 13.34% | 100
10 | 11 | 7 | 30 | 1.341 | 1.5999 | 0.056703 | -0.00034 | -0.00055828 | -0.00279 | 1.5 | 13.34% | 0.25893
10 | 11 | 8 | 30 | 14.557 | 17.7818 | 0.11289 | -0.01948 | -0.00050425 | -0.00252 | 1.5 | 13.34% | 3.2248
10 | 11 | 9 | 30 | 25.406 | 28.6139 | 0.15599 | -0.04394 | -0.00054027 | -0.0027 | 1.5 | 13.34% | 3.2079
10 | 11 | 10 | 30 | 32.412 | 32.1972 | 0.17349 | -0.05474 | -0.00084642 | -0.00423 | 1.5 | 13.34% | 0.21479
10 | 11 | 11 | 30 | 38.571 | 36.0654 | 0.18541 | -0.06566 | -0.00088844 | -0.00444 | 1.5 | 13.34% | 2.5056
10 | 11 | 12 | 30 | 35.922 | 37.3327 | 0.1893 | -0.06972 | -0.00069235 | -0.00346 | 1.5 | 13.34% | 1.4107
10 | 11 | 13 | 30 | 29.672 | 32.9402 | 0.16211 | -0.05233 | -0.0008044 | -0.00402 | 1.5 | 13.34% | 3.2682
10 | 11 | 14 | 30 | 21.606 | 28.6147 | 0.13481 | -0.03786 | -0.00055628 | -0.00278 | 1.5 | 13.34% | 7.0087
10 | 11 | 15 | 30 | 7.407 | 20.4812 | 0.082367 | -0.01612 | -0.00062231 | -0.00311 | 1.5 | 13.34% | 13.0742
10 | 11 | 16 | 30 | 0 | 3.3684 | 0.028168 | -0.00038 | -0.00055028 | -0.00275 | 1.5 | 13.34% | 3.3684
10 | 11 | 17 | 30 | 100 | 100 | 0 | 0 | 0 | 0 | 1.5 | 13.34% | 0
10 | 11 | 18 | 30 | 100 | 100 | 0 | 0 | 0 | 0 | 1.5 | 13.34% | 0
10 | 11 | 19 | 30 | 100 | 100 | 0 | 0 | 0 | 0 | 1.5 | 13.34% | 0
10 | 11 | 20 | 30 | 100 | 100 | 0 | 0 | 0 | 0 | 1.5 | 13.34% | 0
10 | 11 | 21 | 30 | 100 | 100 | 0 | 0 | 0 | 0 | 1.5 | 13.34% | 0
10 | 11 | 22 | 30 | 100 | 100 | 0 | 0 | 0 | 0 | 1.5 | 13.34% | 0
10 | 11 | 23 | 30 | 100 | 100 | 0 | 0 | 0 | 0 | 1.5 | 13.34% | 0
10 | 12 | 0 | 30 | 100 | 100 | 0 | 0 | 0 | 0 | 1.5 | 13.34% | 0
10 | 12 | 1 | 30 | 100 | 100 | 0 | 0 | 0 | 0 | 1.5 | 13.34% | 0
10 | 12 | 2 | 30 | 100 | 100 | 0 | 0 | 0 | 0 | 1.5 | 13.34% | 0
10 | 12 | 3 | 30 | 100 | 100 | 0 | 0 | 0 | 0 | 1.5 | 13.34% | 0
10 | 12 | 4 | 30 | 100 | 100 | 0 | 0 | 0 | 0 | 1.5 | 13.34% | 0
10 | 12 | 5 | 30 | 100 | 100 | 0 | 0 | 0 | 0 | 1.5 | 13.34% | 0
10 | 12 | 6 | 30 | 0 | 100 | 0 | 0 | 0 | 0 | 1.5 | 13.34% | 100
10 | 12 | 7 | 30 | 1.552 | 1.3673 | 0.06973 | -0.00071 | -0.00024012 | -0.0012 | 1.5 | 13.34% | 0.18472
10 | 12 | 8 | 30 | 15.07 | 18.8648 | 0.10157 | -0.01825 | -0.00076638 | -0.00383 | 1.5 | 13.34% | 3.7948
10 | 12 | 9 | 30 | 26.059 | 29.9585 | 0.15726 | -0.04646 | -0.00050225 | -0.00251 | 1.5 | 13.34% | 3.8995
10 | 12 | 10 | 30 | 33.113 | 34.2411 | 0.18171 | -0.06136 | -0.00064032 | -0.0032 | 1.5 | 13.34% | 1.1281
10 | 12 | 11 | 30 | 39.381 | 36.7712 | 0.19705 | -0.07107 | -0.0010145 | -0.00507 | 1.5 | 13.34% | 2.6098
10 | 12 | 12 | 30 | 36.634 | 38.4917 | 0.19281 | -0.07339 | -0.0005963 | -0.00298 | 1.5 | 13.34% | 1.8577
10 | 12 | 13 | 30 | 30.359 | 35.1594 | 0.17145 | -0.05951 | -0.00057029 | -0.00285 | 1.5 | 13.34% | 4.8004
10 | 12 | 14 | 30 | 22.173 | 30.2988 | 0.13362 | -0.03975 | -0.00056428 | -0.00282 | 1.5 | 13.34% | 8.1258
10 | 12 | 15 | 30 | 7.688 | 21.5819 | 0.079523 | -0.01635 | -0.00066833 | -0.00334 | 1.5 | 13.34% | 13.8939
10 | 12 | 16 | 30 | 0 | 3.8276 | 0.02725 | -0.00048 | -0.00054227 | -0.00271 | 1.5 | 13.34% | 3.8276
10 | 12 | 17 | 30 | 100 | 100 | 0 | 0 | 0 | 0 | 1.5 | 13.34% | 0
10 | 12 | 18 | 30 | 100 | 100 | 0 | 0 | 0 | 0 | 1.5 | 13.34% | 0
10 | 12 | 19 | 30 | 100 | 100 | 0 | 0 | 0 | 0 | 1.5 | 13.34% | 0
10 | 12 | 20 | 30 | 100 | 100 | 0 | 0 | 0 | 0 | 1.5 | 13.34% | 0
10 | 12 | 21 | 30 | 100 | 100 | 0 | 0 | 0 | 0 | 1.5 | 13.34% | 0
10 | 12 | 22 | 30 | 100 | 100 | 0 | 0 | 0 | 0 | 1.5 | 13.34% | 0
10 | 12 | 23 | 30 | 100 | 100 | 0 | 0 | 0 | 0 | 1.5 | 13.34% | 0
10 | 13 | 0 | 30 | 100 | 100 | 0 | 0 | 0 | 0 | 1.5 | 13.34% | 0
10 | 13 | 1 | 30 | 100 | 100 | 0 | 0 | 0 | 0 | 1.5 | 13.34% | 0
10 | 13 | 2 | 30 | 100 | 100 | 0 | 0 | 0 | 0 | 1.5 | 13.34% | 0
10 | 13 | 3 | 30 | 100 | 100 | 0 | 0 | 0 | 0 | 1.5 | 13.34% | 0
10 | 13 | 4 | 30 | 100 | 100 | 0 | 0 | 0 | 0 | 1.5 | 13.34% | 0
10 | 13 | 5 | 30 | 100 | 100 | 0 | 0 | 0 | 0 | 1.5 | 13.34% | 0
10 | 13 | 6 | 30 | 0 | 100 | 0 | 0 | 0 | 0 | 1.5 | 13.34% | 100
10 | 13 | 7 | 30 | 1.777 | 6.1704 | 0.018809 | -3.25e-05 | -0.0010625 | -0.00531 | 1.5 | 13.34% | 4.3934
10 | 13 | 8 | 30 | 15.571 | 17.0615 | 0.077264 | -0.01162 | -0.0013347 | -0.00667 | 1.5 | 13.34% | 1.4905
10 | 13 | 9 | 30 | 26.729 | 28.6839 | 0.13711 | -0.03809 | -0.00096248 | -0.00481 | 1.5 | 13.34% | 1.9549
10 | 13 | 10 | 30 | 33.835 | 33.9642 | 0.17645 | -0.05893 | -0.00074637 | -0.00373 | 1.5 | 13.34% | 0.12922
10 | 13 | 11 | 30 | 40.109 | 35.2281 | 0.16327 | -0.05562 | -0.0014027 | -0.00701 | 1.5 | 13.34% | 4.8809
10 | 13 | 12 | 30 | 37.354 | 32.7121 | 0.13233 | -0.04055 | -0.002063 | -0.01031 | 1.5 | 13.34% | 4.6419
10 | 13 | 13 | 30 | 30.875 | 34.7526 | 0.16444 | -0.05619 | -0.00071035 | -0.00355 | 1.5 | 13.34% | 3.8776
10 | 13 | 14 | 30 | 22.687 | 30.437 | 0.13497 | -0.04041 | -0.00051426 | -0.00257 | 1.5 | 13.34% | 7.75
10 | 13 | 15 | 30 | 7.98 | 21.8912 | 0.082247 | -0.0173 | -0.00057829 | -0.00289 | 1.5 | 13.34% | 13.9112
10 | 13 | 16 | 30 | 0 | 3.7677 | 0.027379 | -0.0005 | -0.00051226 | -0.00256 | 1.5 | 13.34% | 3.7677
10 | 13 | 17 | 30 | 100 | 100 | 0 | 0 | 0 | 0 | 1.5 | 13.34% | 0
10 | 13 | 18 | 30 | 100 | 100 | 0 | 0 | 0 | 0 | 1.5 | 13.34% | 0
10 | 13 | 19 | 30 | 100 | 100 | 0 | 0 | 0 | 0 | 1.5 | 13.34% | 0
10 | 13 | 20 | 30 | 100 | 100 | 0 | 0 | 0 | 0 | 1.5 | 13.34% | 0
10 | 13 | 21 | 30 | 100 | 100 | 0 | 0 | 0 | 0 | 1.5 | 13.34% | 0
10 | 13 | 22 | 30 | 100 | 100 | 0 | 0 | 0 | 0 | 1.5 | 13.34% | 0
10 | 13 | 23 | 30 | 100 | 100 | 0 | 0 | 0 | 0 | 1.5 | 13.34% | 0
10 | 14 | 0 | 30 | 100 | 100 | 0 | 0 | 0 | 0 | 1.5 | 13.34% | 0
10 | 14 | 1 | 30 | 100 | 100 | 0 | 0 | 0 | 0 | 1.5 | 13.34% | 0
10 | 14 | 2 | 30 | 100 | 100 | 0 | 0 | 0 | 0 | 1.5 | 13.34% | 0
10 | 14 | 3 | 30 | 100 | 100 | 0 | 0 | 0 | 0 | 1.5 | 13.34% | 0
10 | 14 | 4 | 30 | 100 | 100 | 0 | 0 | 0 | 0 | 1.5 | 13.34% | 0
10 | 14 | 5 | 30 | 100 | 100 | 0 | 0 | 0 | 0 | 1.5 | 13.34% | 0
10 | 14 | 6 | 30 | 0 | 100 | 0 | 0 | 0 | 0 | 1.5 | 13.34% | 100
10 | 14 | 7 | 30 | 2.014 | 1.7483 | 0.063966 | -0.00076 | -0.00035218 | -0.00176 | 1.5 | 13.34% | 0.26568
10 | 14 | 8 | 30 | 16.179 | 20.3164 | 0.10422 | -0.02036 | -0.00067634 | -0.00338 | 1.5 | 13.34% | 4.1374
10 | 14 | 9 | 30 | 27.395 | 30.8679 | 0.13604 | -0.04072 | -0.00097249 | -0.00486 | 1.5 | 13.34% | 3.4729
10 | 14 | 10 | 30 | 34.545 | 34.9654 | 0.16843 | -0.05765 | -0.00092046 | -0.0046 | 1.5 | 13.34% | 0.42045
10 | 14 | 11 | 30 | 40.99 | 36.7881 | 0.16184 | -0.0576 | -0.0014167 | -0.00708 | 1.5 | 13.34% | 4.2019
10 | 14 | 12 | 30 | 38.064 | 38.619 | 0.16923 | -0.06381 | -0.0011146 | -0.00557 | 1.5 | 13.34% | 0.55503
10 | 14 | 13 | 30 | 31.544 | 27.6098 | 0.09896 | -0.02445 | -0.0022511 | -0.01125 | 1.5 | 13.34% | 3.9342
10 | 14 | 14 | 30 | 23.175 | 16.9216 | 0.049492 | -0.00582 | -0.0021851 | -0.01092 | 1.5 | 13.34% | 6.2534
10 | 14 | 15 | 30 | 8.259 | 7.6673 | 0.011158 | -6.7e-05 | -0.00073237 | -0.00366 | 1.5 | 13.34% | 0.59169
10 | 14 | 16 | 30 | 0.006 | 7.1733 | 0.003353 | -3.33e-07 | -0.00022411 | -0.00112 | 1.5 | 13.34% | 7.1673
10 | 14 | 17 | 30 | 100 | 100 | 0 | 0 | 0 | 0 | 1.5 | 13.34% | 0
10 | 14 | 18 | 30 | 100 | 100 | 0 | 0 | 0 | 0 | 1.5 | 13.34% | 0
10 | 14 | 19 | 30 | 100 | 100 | 0 | 0 | 0 | 0 | 1.5 | 13.34% | 0
10 | 14 | 20 | 30 | 100 | 100 | 0 | 0 | 0 | 0 | 1.5 | 13.34% | 0
10 | 14 | 21 | 30 | 100 | 100 | 0 | 0 | 0 | 0 | 1.5 | 13.34% | 0
10 | 14 | 22 | 30 | 100 | 100 | 0 | 0 | 0 | 0 | 1.5 | 13.34% | 0
10 | 14 | 23 | 30 | 100 | 100 | 0 | 0 | 0 | 0 | 1.5 | 13.34% | 0
10 | 15 | 0 | 30 | 100 | 100 | 0 | 0 | 0 | 0 | 1.5 | 13.34% | 0
10 | 15 | 1 | 30 | 100 | 100 | 0 | 0 | 0 | 0 | 1.5 | 13.34% | 0
10 | 15 | 2 | 30 | 100 | 100 | 0 | 0 | 0 | 0 | 1.5 | 13.34% | 0
10 | 15 | 3 | 30 | 100 | 100 | 0 | 0 | 0 | 0 | 1.5 | 13.34% | 0
10 | 15 | 4 | 30 | 100 | 100 | 0 | 0 | 0 | 0 | 1.5 | 13.34% | 0
10 | 15 | 5 | 30 | 100 | 100 | 0 | 0 | 0 | 0 | 1.5 | 13.34% | 0
10 | 15 | 6 | 30 | 0 | 100 | 0 | 0 | 0 | 0 | 1.5 | 13.34% | 100
10 | 15 | 7 | 30 | 2.258 | 2.0649 | 0.056225 | -0.00063 | -0.00052026 | -0.0026 | 1.5 | 13.34% | 0.19308
10 | 15 | 8 | 30 | 16.687 | 20.5514 | 0.10807 | -0.02152 | -0.00057229 | -0.00286 | 1.5 | 13.34% | 3.8644
10 | 15 | 9 | 30 | 27.999 | 31.4129 | 0.14221 | -0.04361 | -0.0008084 | -0.00404 | 1.5 | 13.34% | 3.4139
10 | 15 | 10 | 30 | 35.318 | 35.9787 | 0.18351 | -0.06526 | -0.00056228 | -0.00281 | 1.5 | 13.34% | 0.66074
10 | 15 | 11 | 30 | 41.765 | 39.4724 | 0.1952 | -0.07621 | -0.0006023 | -0.00301 | 1.5 | 13.34% | 2.2926
10 | 15 | 12 | 30 | 38.739 | 39.8392 | 0.18378 | -0.07217 | -0.00074837 | -0.00374 | 1.5 | 13.34% | 1.1002
10 | 15 | 13 | 30 | 32.203 | 35.7923 | 0.16683 | -0.05887 | -0.00062031 | -0.0031 | 1.5 | 13.34% | 3.5893
10 | 15 | 14 | 30 | 23.697 | 32.5205 | 0.12916 | -0.0412 | -0.0006063 | -0.00303 | 1.5 | 13.34% | 8.8235
10 | 15 | 15 | 30 | 8.557 | 22.7962 | 0.072506 | -0.01559 | -0.00076438 | -0.00382 | 1.5 | 13.34% | 14.2392
10 | 15 | 16 | 30 | 0.024 | 4.2006 | 0.023956 | -0.00046 | -0.00052426 | -0.00262 | 1.5 | 13.34% | 4.1766
10 | 15 | 17 | 30 | 100 | 100 | 0 | 0 | 0 | 0 | 1.5 | 13.34% | 0
10 | 15 | 18 | 30 | 100 | 100 | 0 | 0 | 0 | 0 | 1.5 | 13.34% | 0
10 | 15 | 19 | 30 | 100 | 100 | 0 | 0 | 0 | 0 | 1.5 | 13.34% | 0
10 | 15 | 20 | 30 | 100 | 100 | 0 | 0 | 0 | 0 | 1.5 | 13.34% | 0
10 | 15 | 21 | 30 | 100 | 100 | 0 | 0 | 0 | 0 | 1.5 | 13.34% | 0
10 | 15 | 22 | 30 | 100 | 100 | 0 | 0 | 0 | 0 | 1.5 | 13.34% | 0
10 | 15 | 23 | 30 | 100 | 100 | 0 | 0 | 0 | 0 | 1.5 | 13.34% | 0
10 | 16 | 0 | 30 | 100 | 100 | 0 | 0 | 0 | 0 | 1.5 | 13.34% | 0
10 | 16 | 1 | 30 | 100 | 100 | 0 | 0 | 0 | 0 | 1.5 | 13.34% | 0
10 | 16 | 2 | 30 | 100 | 100 | 0 | 0 | 0 | 0 | 1.5 | 13.34% | 0
10 | 16 | 3 | 30 | 100 | 100 | 0 | 0 | 0 | 0 | 1.5 | 13.34% | 0
10 | 16 | 4 | 30 | 100 | 100 | 0 | 0 | 0 | 0 | 1.5 | 13.34% | 0
10 | 16 | 5 | 30 | 100 | 100 | 0 | 0 | 0 | 0 | 1.5 | 13.34% | 0
10 | 16 | 6 | 30 | 0 | 100 | 0 | 0 | 0 | 0 | 1.5 | 13.34% | 100
10 | 16 | 7 | 30 | 2.489 | 2.7116 | 0.051373 | -0.00076 | -0.00061631 | -0.00308 | 1.5 | 13.34% | 0.22258
10 | 16 | 8 | 30 | 17.212 | 21.8285 | 0.10699 | -0.02264 | -0.00058629 | -0.00293 | 1.5 | 13.34% | 4.6165
10 | 16 | 9 | 30 | 28.686 | 33.4767 | 0.15329 | -0.05059 | -0.00054427 | -0.00272 | 1.5 | 13.34% | 4.7907
10 | 16 | 10 | 30 | 36.007 | 36.984 | 0.18219 | -0.06606 | -0.00096448 | -0.00482 | 1.5 | 13.34% | 0.97702
10 | 16 | 11 | 30 | 42.56 | 41.6793 | 0.19438 | -0.08016 | -0.0006043 | -0.00302 | 1.5 | 13.34% | 0.88073
10 | 16 | 12 | 30 | 39.47 | 41.7779 | 0.18517 | -0.07637 | -0.00069835 | -0.00349 | 1.5 | 13.34% | 2.3079
10 | 16 | 13 | 30 | 32.827 | 36.5661 | 0.15079 | -0.05381 | -0.00097249 | -0.00486 | 1.5 | 13.34% | 3.7391
10 | 16 | 14 | 30 | 24.215 | 33.9725 | 0.13016 | -0.04346 | -0.00056628 | -0.00283 | 1.5 | 13.34% | 9.7575
10 | 16 | 15 | 30 | 8.848 | 22.9033 | 0.063608 | -0.01341 | -0.00094247 | -0.00471 | 1.5 | 13.34% | 14.0553
10 | 16 | 16 | 30 | 0.048 | 4.9941 | 0.021054 | -0.00048 | -0.00054427 | -0.00272 | 1.5 | 13.34% | 4.9461
10 | 16 | 17 | 30 | 100 | 100 | 0 | 0 | 0 | 0 | 1.5 | 13.34% | 0
10 | 16 | 18 | 30 | 100 | 100 | 0 | 0 | 0 | 0 | 1.5 | 13.34% | 0
10 | 16 | 19 | 30 | 100 | 100 | 0 | 0 | 0 | 0 | 1.5 | 13.34% | 0
10 | 16 | 20 | 30 | 100 | 100 | 0 | 0 | 0 | 0 | 1.5 | 13.34% | 0
10 | 16 | 21 | 30 | 100 | 100 | 0 | 0 | 0 | 0 | 1.5 | 13.34% | 0
10 | 16 | 22 | 30 | 100 | 100 | 0 | 0 | 0 | 0 | 1.5 | 13.34% | 0
10 | 16 | 23 | 30 | 100 | 100 | 0 | 0 | 0 | 0 | 1.5 | 13.34% | 0
10 | 17 | 0 | 30 | 100 | 100 | 0 | 0 | 0 | 0 | 1.5 | 13.34% | 0
10 | 17 | 1 | 30 | 100 | 100 | 0 | 0 | 0 | 0 | 1.5 | 13.34% | 0
10 | 17 | 2 | 30 | 100 | 100 | 0 | 0 | 0 | 0 | 1.5 | 13.34% | 0
10 | 17 | 3 | 30 | 100 | 100 | 0 | 0 | 0 | 0 | 1.5 | 13.34% | 0
10 | 17 | 4 | 30 | 100 | 100 | 0 | 0 | 0 | 0 | 1.5 | 13.34% | 0
10 | 17 | 5 | 30 | 100 | 100 | 0 | 0 | 0 | 0 | 1.5 | 13.34% | 0
10 | 17 | 6 | 30 | 0 | 100 | 0 | 0 | 0 | 0 | 1.5 | 13.34% | 100
10 | 17 | 7 | 30 | 2.729 | 2.1148 | 0.066015 | -0.00111 | -0.00028014 | -0.0014 | 1.5 | 13.34% | 0.61423
10 | 17 | 8 | 30 | 17.683 | 22.095 | 0.11131 | -0.02401 | -0.00047824 | -0.00239 | 1.5 | 13.34% | 4.412
10 | 17 | 9 | 30 | 29.334 | 33.2935 | 0.15009 | -0.04917 | -0.0006003 | -0.003 | 1.5 | 13.34% | 3.9595
10 | 17 | 10 | 30 | 36.629 | 37.3313 | 0.17238 | -0.06328 | -0.00078039 | -0.0039 | 1.5 | 13.34% | 0.70231
10 | 17 | 11 | 30 | 43.313 | 41.5184 | 0.19131 | -0.0785 | -0.00065633 | -0.00328 | 1.5 | 13.34% | 1.7946
10 | 17 | 12 | 30 | 40.164 | 41.9238 | 0.18656 | -0.07729 | -0.00065032 | -0.00325 | 1.5 | 13.34% | 1.7598
10 | 17 | 13 | 30 | 33.426 | 36.9595 | 0.15445 | -0.0559 | -0.00086443 | -0.00432 | 1.5 | 13.34% | 3.5335
10 | 17 | 14 | 30 | 24.744 | 33.9615 | 0.12926 | -0.04314 | -0.00056628 | -0.00283 | 1.5 | 13.34% | 9.2175
10 | 17 | 15 | 30 | 9.146 | 24.9579 | 0.078112 | -0.01876 | -0.00058829 | -0.00294 | 1.5 | 13.34% | 15.8119
10 | 17 | 16 | 30 | 0.091 | 4.9423 | 0.021441 | -0.00052 | -0.00051426 | -0.00257 | 1.5 | 13.34% | 4.8513
10 | 17 | 17 | 30 | 100 | 100 | 0 | 0 | 0 | 0 | 1.5 | 13.34% | 0
10 | 17 | 18 | 30 | 100 | 100 | 0 | 0 | 0 | 0 | 1.5 | 13.34% | 0
10 | 17 | 19 | 30 | 100 | 100 | 0 | 0 | 0 | 0 | 1.5 | 13.34% | 0
10 | 17 | 20 | 30 | 100 | 100 | 0 | 0 | 0 | 0 | 1.5 | 13.34% | 0
10 | 17 | 21 | 30 | 100 | 100 | 0 | 0 | 0 | 0 | 1.5 | 13.34% | 0
10 | 17 | 22 | 30 | 100 | 100 | 0 | 0 | 0 | 0 | 1.5 | 13.34% | 0
10 | 17 | 23 | 30 | 100 | 100 | 0 | 0 | 0 | 0 | 1.5 | 13.34% | 0
10 | 18 | 0 | 30 | 100 | 100 | 0 | 0 | 0 | 0 | 1.5 | 13.34% | 0
10 | 18 | 1 | 30 | 100 | 100 | 0 | 0 | 0 | 0 | 1.5 | 13.34% | 0
10 | 18 | 2 | 30 | 100 | 100 | 0 | 0 | 0 | 0 | 1.5 | 13.34% | 0
10 | 18 | 3 | 30 | 100 | 100 | 0 | 0 | 0 | 0 | 1.5 | 13.34% | 0
10 | 18 | 4 | 30 | 100 | 100 | 0 | 0 | 0 | 0 | 1.5 | 13.34% | 0
10 | 18 | 5 | 30 | 100 | 100 | 0 | 0 | 0 | 0 | 1.5 | 13.34% | 0
10 | 18 | 6 | 30 | 0 | 100 | 0 | 0 | 0 | 0 | 1.5 | 13.34% | 100
10 | 18 | 7 | 30 | 3.015 | 2.8931 | 0.054248 | -0.00103 | -0.00052426 | -0.00262 | 1.5 | 13.34% | 0.12194
10 | 18 | 8 | 30 | 18.23 | 24.0216 | 0.11259 | -0.0265 | -0.00044022 | -0.0022 | 1.5 | 13.34% | 5.7916
10 | 18 | 9 | 30 | 29.911 | 34.4374 | 0.1414 | -0.04764 | -0.00078439 | -0.00392 | 1.5 | 13.34% | 4.5264
10 | 18 | 10 | 30 | 37.362 | 38.0714 | 0.17143 | -0.06418 | -0.00078639 | -0.00393 | 1.5 | 13.34% | 0.70939
10 | 18 | 11 | 30 | 44.127 | 42.3982 | 0.19045 | -0.07981 | -0.00065833 | -0.00329 | 1.5 | 13.34% | 1.7288
10 | 18 | 12 | 30 | 40.836 | 42.6581 | 0.18344 | -0.07725 | -0.00070235 | -0.00351 | 1.5 | 13.34% | 1.8221
10 | 18 | 13 | 30 | 34.11 | 39.5332 | 0.16654 | -0.06504 | -0.00057229 | -0.00286 | 1.5 | 13.34% | 5.4232
10 | 18 | 14 | 30 | 25.259 | 34.5994 | 0.12834 | -0.04364 | -0.00056828 | -0.00284 | 1.5 | 13.34% | 9.3404
10 | 18 | 15 | 30 | 9.441 | 26.0653 | 0.079027 | -0.01991 | -0.00054627 | -0.00273 | 1.5 | 13.34% | 16.6243
10 | 18 | 16 | 30 | 0.139 | 5.3846 | 0.021881 | -0.00067 | -0.00048224 | -0.00241 | 1.5 | 13.34% | 5.2456
10 | 18 | 17 | 30 | 100 | 100 | 0 | 0 | 0 | 0 | 1.5 | 13.34% | 0
10 | 18 | 18 | 30 | 100 | 100 | 0 | 0 | 0 | 0 | 1.5 | 13.34% | 0
10 | 18 | 19 | 30 | 100 | 100 | 0 | 0 | 0 | 0 | 1.5 | 13.34% | 0
10 | 18 | 20 | 30 | 100 | 100 | 0 | 0 | 0 | 0 | 1.5 | 13.34% | 0
10 | 18 | 21 | 30 | 100 | 100 | 0 | 0 | 0 | 0 | 1.5 | 13.34% | 0
10 | 18 | 22 | 30 | 100 | 100 | 0 | 0 | 0 | 0 | 1.5 | 13.34% | 0
10 | 18 | 23 | 30 | 100 | 100 | 0 | 0 | 0 | 0 | 1.5 | 13.34% | 0
10 | 19 | 0 | 30 | 100 | 100 | 0 | 0 | 0 | 0 | 1.5 | 13.34% | 0
10 | 19 | 1 | 30 | 100 | 100 | 0 | 0 | 0 | 0 | 1.5 | 13.34% | 0
10 | 19 | 2 | 30 | 100 | 100 | 0 | 0 | 0 | 0 | 1.5 | 13.34% | 0
10 | 19 | 3 | 30 | 100 | 100 | 0 | 0 | 0 | 0 | 1.5 | 13.34% | 0
10 | 19 | 4 | 30 | 100 | 100 | 0 | 0 | 0 | 0 | 1.5 | 13.34% | 0
10 | 19 | 5 | 30 | 100 | 100 | 0 | 0 | 0 | 0 | 1.5 | 13.34% | 0
10 | 19 | 6 | 30 | 0 | 7.2637 | 0.001507 | 0 | -0.00010205 | -0.00051 | 1.5 | 13.34% | 7.2637
10 | 19 | 7 | 30 | 3.267 | 4.5094 | 0.029429 | -0.00034 | -0.00094447 | -0.00472 | 1.5 | 13.34% | 1.2424
10 | 19 | 8 | 30 | 18.806 | 24.1352 | 0.11427 | -0.02709 | -0.0003942 | -0.00197 | 1.5 | 13.34% | 5.3292
10 | 19 | 9 | 30 | 30.579 | 34.185 | 0.13798 | -0.04603 | -0.00084842 | -0.00424 | 1.5 | 13.34% | 3.606
10 | 19 | 10 | 30 | 38.086 | 38.8307 | 0.18229 | -0.07004 | -0.00053627 | -0.00268 | 1.5 | 13.34% | 0.74471
10 | 19 | 11 | 30 | 44.952 | 42.2212 | 0.1873 | -0.07807 | -0.00071035 | -0.00355 | 1.5 | 13.34% | 2.7308
10 | 19 | 12 | 30 | 41.592 | 41.2935 | 0.16666 | -0.06731 | -0.0010685 | -0.00534 | 1.5 | 13.34% | 0.29849
10 | 19 | 13 | 30 | 34.731 | 38.0196 | 0.14782 | -0.05485 | -0.00097849 | -0.00489 | 1.5 | 13.34% | 3.2886
10 | 19 | 14 | 30 | 25.766 | 32.5568 | 0.10798 | -0.03381 | -0.0010145 | -0.00507 | 1.5 | 13.34% | 6.7908
10 | 19 | 15 | 30 | 9.761 | 9.6592 | 0.022182 | -0.00069 | -0.0013247 | -0.00662 | 1.5 | 13.34% | 0.10175
10 | 19 | 16 | 30 | 0.184 | 6.8858 | 0.009051 | -4.79e-05 | -0.00053827 | -0.00269 | 1.5 | 13.34% | 6.7018
10 | 19 | 17 | 30 | 100 | 100 | 0 | 0 | 0 | 0 | 1.5 | 13.34% | 0
10 | 19 | 18 | 30 | 100 | 100 | 0 | 0 | 0 | 0 | 1.5 | 13.34% | 0
10 | 19 | 19 | 30 | 100 | 100 | 0 | 0 | 0 | 0 | 1.5 | 13.34% | 0
10 | 19 | 20 | 30 | 100 | 100 | 0 | 0 | 0 | 0 | 1.5 | 13.34% | 0
10 | 19 | 21 | 30 | 100 | 100 | 0 | 0 | 0 | 0 | 1.5 | 13.34% | 0
10 | 19 | 22 | 30 | 100 | 100 | 0 | 0 | 0 | 0 | 1.5 | 13.34% | 0
10 | 19 | 23 | 30 | 100 | 100 | 0 | 0 | 0 | 0 | 1.5 | 13.34% | 0
10 | 20 | 0 | 30 | 100 | 100 | 0 | 0 | 0 | 0 | 1.5 | 13.34% | 0
10 | 20 | 1 | 30 | 100 | 100 | 0 | 0 | 0 | 0 | 1.5 | 13.34% | 0
10 | 20 | 2 | 30 | 100 | 100 | 0 | 0 | 0 | 0 | 1.5 | 13.34% | 0
10 | 20 | 3 | 30 | 100 | 100 | 0 | 0 | 0 | 0 | 1.5 | 13.34% | 0
10 | 20 | 4 | 30 | 100 | 100 | 0 | 0 | 0 | 0 | 1.5 | 13.34% | 0
10 | 20 | 5 | 30 | 100 | 100 | 0 | 0 | 0 | 0 | 1.5 | 13.34% | 0
10 | 20 | 6 | 30 | 0 | 7.1505 | 0.002009 | 0 | -0.00013407 | -0.00067 | 1.5 | 13.34% | 7.1505
10 | 20 | 7 | 30 | 3.53 | 3.2974 | 0.057807 | -0.00147 | -0.00042221 | -0.00211 | 1.5 | 13.34% | 0.23259
10 | 20 | 8 | 30 | 19.287 | 25.0027 | 0.1049 | -0.0255 | -0.00058229 | -0.00291 | 1.5 | 13.34% | 5.7157
10 | 20 | 9 | 30 | 31.219 | 36.5851 | 0.15178 | -0.05481 | -0.00052626 | -0.00263 | 1.5 | 13.34% | 5.3661
10 | 20 | 10 | 30 | 38.822 | 40.058 | 0.17645 | -0.06978 | -0.00064432 | -0.00322 | 1.5 | 13.34% | 1.236
10 | 20 | 11 | 30 | 45.696 | 43.9877 | 0.18639 | -0.08096 | -0.00071436 | -0.00357 | 1.5 | 13.34% | 1.7083
10 | 20 | 12 | 30 | 42.248 | 44.1599 | 0.18722 | -0.08128 | -0.00096848 | -0.00484 | 1.5 | 13.34% | 1.9119
10 | 20 | 13 | 30 | 35.335 | 40.3122 | 0.16481 | -0.06563 | -0.00057629 | -0.00288 | 1.5 | 13.34% | 4.9772
10 | 20 | 14 | 30 | 26.362 | 36.5885 | 0.12882 | -0.04642 | -0.00052226 | -0.00261 | 1.5 | 13.34% | 10.2265
10 | 20 | 15 | 30 | 10.053 | 27.3539 | 0.072679 | -0.01906 | -0.00064432 | -0.00322 | 1.5 | 13.34% | 17.3009
10 | 20 | 16 | 30 | 0.251 | 5.9159 | 0.022506 | -0.00088 | -0.00042621 | -0.00213 | 1.5 | 13.34% | 5.6649
10 | 20 | 17 | 30 | 100 | 100 | 0 | 0 | 0 | 0 | 1.5 | 13.34% | 0
10 | 20 | 18 | 30 | 100 | 100 | 0 | 0 | 0 | 0 | 1.5 | 13.34% | 0
10 | 20 | 19 | 30 | 100 | 100 | 0 | 0 | 0 | 0 | 1.5 | 13.34% | 0
10 | 20 | 20 | 30 | 100 | 100 | 0 | 0 | 0 | 0 | 1.5 | 13.34% | 0
10 | 20 | 21 | 30 | 100 | 100 | 0 | 0 | 0 | 0 | 1.5 | 13.34% | 0
10 | 20 | 22 | 30 | 100 | 100 | 0 | 0 | 0 | 0 | 1.5 | 13.34% | 0
10 | 20 | 23 | 30 | 100 | 100 | 0 | 0 | 0 | 0 | 1.5 | 13.34% | 0
10 | 21 | 0 | 30 | 100 | 100 | 0 | 0 | 0 | 0 | 1.5 | 13.34% | 0
10 | 21 | 1 | 30 | 100 | 100 | 0 | 0 | 0 | 0 | 1.5 | 13.34% | 0
10 | 21 | 2 | 30 | 100 | 100 | 0 | 0 | 0 | 0 | 1.5 | 13.34% | 0
10 | 21 | 3 | 30 | 100 | 100 | 0 | 0 | 0 | 0 | 1.5 | 13.34% | 0
10 | 21 | 4 | 30 | 100 | 100 | 0 | 0 | 0 | 0 | 1.5 | 13.34% | 0
10 | 21 | 5 | 30 | 100 | 100 | 0 | 0 | 0 | 0 | 1.5 | 13.34% | 0
10 | 21 | 6 | 30 | 0 | 7.1741 | 0.001674 | 0 | -0.00011206 | -0.00056 | 1.5 | 13.34% | 7.1741
10 | 21 | 7 | 30 | 3.803 | 3.4626 | 0.052113 | -0.00126 | -0.00052626 | -0.00263 | 1.5 | 13.34% | 0.34036
10 | 21 | 8 | 30 | 19.785 | 24.7124 | 0.10048 | -0.024 | -0.00066633 | -0.00333 | 1.5 | 13.34% | 4.9274
10 | 21 | 9 | 30 | 31.873 | 35.7593 | 0.14057 | -0.04924 | -0.00075638 | -0.00378 | 1.5 | 13.34% | 3.8863
10 | 21 | 10 | 30 | 39.526 | 38.8907 | 0.16098 | -0.06125 | -0.00097649 | -0.00488 | 1.5 | 13.34% | 0.6353
10 | 21 | 11 | 30 | 46.427 | 44.1338 | 0.1878 | -0.08192 | -0.00066833 | -0.00334 | 1.5 | 13.34% | 2.2932
10 | 21 | 12 | 30 | 43.017 | 44.8654 | 0.18077 | -0.08008 | -0.00070635 | -0.00353 | 1.5 | 13.34% | 1.8484
10 | 21 | 13 | 30 | 35.963 | 39.5805 | 0.15492 | -0.06024 | -0.00077239 | -0.00386 | 1.5 | 13.34% | 3.6175
10 | 21 | 14 | 30 | 26.895 | 35.9329 | 0.12109 | -0.0426 | -0.00067033 | -0.00335 | 1.5 | 13.34% | 9.0379
10 | 21 | 15 | 30 | 10.365 | 26.3937 | 0.065617 | -0.01634 | -0.00077439 | -0.00387 | 1.5 | 13.34% | 16.0287
10 | 21 | 16 | 30 | 0.335 | 7.0196 | 0.007419 | -4.11e-05 | -0.00044822 | -0.00224 | 1.5 | 13.34% | 6.6846
10 | 21 | 17 | 30 | 100 | 100 | 0 | 0 | 0 | 0 | 1.5 | 13.34% | 0
10 | 21 | 18 | 30 | 100 | 100 | 0 | 0 | 0 | 0 | 1.5 | 13.34% | 0
10 | 21 | 19 | 30 | 100 | 100 | 0 | 0 | 0 | 0 | 1.5 | 13.34% | 0
10 | 21 | 20 | 30 | 100 | 100 | 0 | 0 | 0 | 0 | 1.5 | 13.34% | 0
10 | 21 | 21 | 30 | 100 | 100 | 0 | 0 | 0 | 0 | 1.5 | 13.34% | 0
10 | 21 | 22 | 30 | 100 | 100 | 0 | 0 | 0 | 0 | 1.5 | 13.34% | 0
10 | 21 | 23 | 30 | 100 | 100 | 0 | 0 | 0 | 0 | 1.5 | 13.34% | 0
10 | 22 | 0 | 30 | 100 | 100 | 0 | 0 | 0 | 0 | 1.5 | 13.34% | 0
10 | 22 | 1 | 30 | 100 | 100 | 0 | 0 | 0 | 0 | 1.5 | 13.34% | 0
10 | 22 | 2 | 30 | 100 | 100 | 0 | 0 | 0 | 0 | 1.5 | 13.34% | 0
10 | 22 | 3 | 30 | 100 | 100 | 0 | 0 | 0 | 0 | 1.5 | 13.34% | 0
10 | 22 | 4 | 30 | 100 | 100 | 0 | 0 | 0 | 0 | 1.5 | 13.34% | 0
10 | 22 | 5 | 30 | 100 | 100 | 0 | 0 | 0 | 0 | 1.5 | 13.34% | 0
10 | 22 | 6 | 30 | 0 | 7.1741 | 0.000837 | 0 | -5.6028e-05 | -0.00028 | 1.5 | 13.34% | 7.1741
10 | 22 | 7 | 30 | 4.088 | 6.3021 | 0.017589 | -0.00013 | -0.00092046 | -0.0046 | 1.5 | 13.34% | 2.2141
10 | 22 | 8 | 30 | 20.298 | 7.5645 | 0.01164 | -5.4e-05 | -0.00076838 | -0.00384 | 1.5 | 13.34% | 12.7335
10 | 22 | 9 | 30 | 32.512 | 7.6478 | 0.01532 | -7.74e-05 | -0.0010165 | -0.00508 | 1.5 | 13.34% | 24.8642
10 | 22 | 10 | 30 | 40.224 | 7.4571 | 0.016791 | -4.8e-05 | -0.0011206 | -0.0056 | 1.5 | 13.34% | 32.7669
10 | 22 | 11 | 30 | 47.252 | 7.5183 | 0.018307 | -6.4e-05 | -0.0012206 | -0.0061 | 1.5 | 13.34% | 39.7337
10 | 22 | 12 | 30 | 43.665 | 7.527 | 0.017804 | -6.42e-05 | -0.0011866 | -0.00593 | 1.5 | 13.34% | 36.138
10 | 22 | 13 | 30 | 36.607 | 7.4846 | 0.015451 | -4.88e-05 | -0.0010305 | -0.00515 | 1.5 | 13.34% | 29.1224
10 | 22 | 14 | 30 | 27.42 | 7.471 | 0.011928 | -3.74e-05 | -0.0007944 | -0.00397 | 1.5 | 13.34% | 19.949
10 | 22 | 15 | 30 | 10.702 | 7.2946 | 0.006706 | -6.11e-06 | -0.00045022 | -0.00225 | 1.5 | 13.34% | 3.4074
10 | 22 | 16 | 30 | 0.412 | 7.2362 | 0.002346 | -2.44e-07 | -0.00015808 | -0.00079 | 1.5 | 13.34% | 6.8242
10 | 22 | 17 | 30 | 100 | 100 | 0 | 0 | 0 | 0 | 1.5 | 13.34% | 0
10 | 22 | 18 | 30 | 100 | 100 | 0 | 0 | 0 | 0 | 1.5 | 13.34% | 0
10 | 22 | 19 | 30 | 100 | 100 | 0 | 0 | 0 | 0 | 1.5 | 13.34% | 0
10 | 22 | 20 | 30 | 100 | 100 | 0 | 0 | 0 | 0 | 1.5 | 13.34% | 0
10 | 22 | 21 | 30 | 100 | 100 | 0 | 0 | 0 | 0 | 1.5 | 13.34% | 0
10 | 22 | 22 | 30 | 100 | 100 | 0 | 0 | 0 | 0 | 1.5 | 13.34% | 0
10 | 22 | 23 | 30 | 100 | 100 | 0 | 0 | 0 | 0 | 1.5 | 13.34% | 0
10 | 23 | 0 | 30 | 100 | 100 | 0 | 0 | 0 | 0 | 1.5 | 13.34% | 0
10 | 23 | 1 | 30 | 100 | 100 | 0 | 0 | 0 | 0 | 1.5 | 13.34% | 0
10 | 23 | 2 | 30 | 100 | 100 | 0 | 0 | 0 | 0 | 1.5 | 13.34% | 0
10 | 23 | 3 | 30 | 100 | 100 | 0 | 0 | 0 | 0 | 1.5 | 13.34% | 0
10 | 23 | 4 | 30 | 100 | 100 | 0 | 0 | 0 | 0 | 1.5 | 13.34% | 0
10 | 23 | 5 | 30 | 100 | 100 | 0 | 0 | 0 | 0 | 1.5 | 13.34% | 0
10 | 23 | 6 | 30 | 0 | 7.0325 | 0.000335 | 0 | -2.2011e-05 | -0.00011 | 1.5 | 13.34% | 7.0325
10 | 23 | 7 | 30 | 4.337 | 7.0073 | 0.00891 | -1.41e-05 | -0.00057029 | -0.00285 | 1.5 | 13.34% | 2.6703
10 | 23 | 8 | 30 | 20.854 | 8.1954 | 0.01659 | -0.00021 | -0.0010625 | -0.00531 | 1.5 | 13.34% | 12.6586
10 | 23 | 9 | 30 | 33.118 | 22.2528 | 0.060516 | -0.01069 | -0.0022711 | -0.01135 | 1.5 | 13.34% | 10.8652
10 | 23 | 10 | 30 | 40.937 | 19.8764 | 0.062574 | -0.00912 | -0.0027674 | -0.01383 | 1.5 | 13.34% | 21.0606
10 | 23 | 11 | 30 | 48.005 | 20.3418 | 0.064588 | -0.00956 | -0.0029735 | -0.01486 | 1.5 | 13.34% | 27.6632
10 | 23 | 12 | 30 | 44.337 | 29.1846 | 0.084257 | -0.02109 | -0.0027094 | -0.01354 | 1.5 | 13.34% | 15.1524
10 | 23 | 13 | 30 | 37.248 | 36.4879 | 0.11595 | -0.04009 | -0.0016248 | -0.00812 | 1.5 | 13.34% | 0.76014
10 | 23 | 14 | 30 | 27.94 | 20.3406 | 0.047577 | -0.00732 | -0.001959 | -0.00979 | 1.5 | 13.34% | 7.5994
10 | 23 | 15 | 30 | 11.012 | 8.7239 | 0.013589 | -0.00025 | -0.00086043 | -0.0043 | 1.5 | 13.34% | 2.2881
10 | 23 | 16 | 30 | 0.503 | 7.1933 | 0.002177 | -1.67e-08 | -0.00014607 | -0.00073 | 1.5 | 13.34% | 6.6903
10 | 23 | 17 | 30 | 100 | 100 | 0 | 0 | 0 | 0 | 1.5 | 13.34% | 0
10 | 23 | 18 | 30 | 100 | 100 | 0 | 0 | 0 | 0 | 1.5 | 13.34% | 0
10 | 23 | 19 | 30 | 100 | 100 | 0 | 0 | 0 | 0 | 1.5 | 13.34% | 0
10 | 23 | 20 | 30 | 100 | 100 | 0 | 0 | 0 | 0 | 1.5 | 13.34% | 0
10 | 23 | 21 | 30 | 100 | 100 | 0 | 0 | 0 | 0 | 1.5 | 13.34% | 0
10 | 23 | 22 | 30 | 100 | 100 | 0 | 0 | 0 | 0 | 1.5 | 13.34% | 0
10 | 23 | 23 | 30 | 100 | 100 | 0 | 0 | 0 | 0 | 1.5 | 13.34% | 0
10 | 24 | 0 | 30 | 100 | 100 | 0 | 0 | 0 | 0 | 1.5 | 13.34% | 0
10 | 24 | 1 | 30 | 100 | 100 | 0 | 0 | 0 | 0 | 1.5 | 13.34% | 0
10 | 24 | 2 | 30 | 100 | 100 | 0 | 0 | 0 | 0 | 1.5 | 13.34% | 0
10 | 24 | 3 | 30 | 100 | 100 | 0 | 0 | 0 | 0 | 1.5 | 13.34% | 0
10 | 24 | 4 | 30 | 100 | 100 | 0 | 0 | 0 | 0 | 1.5 | 13.34% | 0
10 | 24 | 5 | 30 | 100 | 100 | 0 | 0 | 0 | 0 | 1.5 | 13.34% | 0
10 | 24 | 6 | 30 | 0 | 7.2201 | 0.000167 | 0 | -1.1246e-05 | -5.62e-05 | 1.5 | 13.34% | 7.2201
10 | 24 | 7 | 30 | 4.649 | 7.1451 | 0.005908 | -4.06e-06 | -0.00039019 | -0.00195 | 1.5 | 13.34% | 2.4961
10 | 24 | 8 | 30 | 21.34 | 21.8528 | 0.059319 | -0.0112 | -0.0014467 | -0.00723 | 1.5 | 13.34% | 0.51282
10 | 24 | 9 | 30 | 33.763 | 8.982 | 0.023272 | -0.00047 | -0.0014867 | -0.00743 | 1.5 | 13.34% | 24.781
10 | 24 | 10 | 30 | 41.602 | 41.0184 | 0.15774 | -0.0633 | -0.0009945 | -0.00497 | 1.5 | 13.34% | 0.5836
10 | 24 | 11 | 30 | 48.784 | 47.2645 | 0.19204 | -0.08998 | -0.00053427 | -0.00267 | 1.5 | 13.34% | 1.5195
10 | 24 | 12 | 30 | 45.037 | 47.9167 | 0.18271 | -0.08664 | -0.00061431 | -0.00307 | 1.5 | 13.34% | 2.8797
10 | 24 | 13 | 30 | 37.919 | 43.2395 | 0.15878 | -0.06775 | -0.00063232 | -0.00316 | 1.5 | 13.34% | 5.3205
10 | 24 | 14 | 30 | 28.433 | 39.5002 | 0.12287 | -0.04773 | -0.00057629 | -0.00288 | 1.5 | 13.34% | 11.0672
10 | 24 | 15 | 30 | 11.361 | 27.5016 | 0.055572 | -0.01413 | -0.00090445 | -0.00452 | 1.5 | 13.34% | 16.1406
10 | 24 | 16 | 30 | 0.597 | 7.024 | 0.017406 | -0.00079 | -0.0004042 | -0.00202 | 1.5 | 13.34% | 6.427
10 | 24 | 17 | 30 | 100 | 100 | 0 | 0 | 0 | 0 | 1.5 | 13.34% | 0
10 | 24 | 18 | 30 | 100 | 100 | 0 | 0 | 0 | 0 | 1.5 | 13.34% | 0
10 | 24 | 19 | 30 | 100 | 100 | 0 | 0 | 0 | 0 | 1.5 | 13.34% | 0
10 | 24 | 20 | 30 | 100 | 100 | 0 | 0 | 0 | 0 | 1.5 | 13.34% | 0
10 | 24 | 21 | 30 | 100 | 100 | 0 | 0 | 0 | 0 | 1.5 | 13.34% | 0
10 | 24 | 22 | 30 | 100 | 100 | 0 | 0 | 0 | 0 | 1.5 | 13.34% | 0
10 | 24 | 23 | 30 | 100 | 100 | 0 | 0 | 0 | 0 | 1.5 | 13.34% | 0
10 | 25 | 0 | 30 | 100 | 100 | 0 | 0 | 0 | 0 | 1.5 | 13.34% | 0
10 | 25 | 1 | 30 | 100 | 100 | 0 | 0 | 0 | 0 | 1.5 | 13.34% | 0
10 | 25 | 2 | 30 | 100 | 100 | 0 | 0 | 0 | 0 | 1.5 | 13.34% | 0
10 | 25 | 3 | 30 | 100 | 100 | 0 | 0 | 0 | 0 | 1.5 | 13.34% | 0
10 | 25 | 4 | 30 | 100 | 100 | 0 | 0 | 0 | 0 | 1.5 | 13.34% | 0
10 | 25 | 5 | 30 | 100 | 100 | 0 | 0 | 0 | 0 | 1.5 | 13.34% | 0
10 | 25 | 6 | 30 | 0 | 7.1741 | 0.000837 | 0 | -5.6028e-05 | -0.00028 | 1.5 | 13.34% | 7.1741
10 | 25 | 7 | 30 | 4.904 | 4.5315 | 0.051939 | -0.00186 | -0.00047224 | -0.00236 | 1.5 | 13.34% | 0.37246
10 | 25 | 8 | 30 | 21.898 | 27.7911 | 0.10102 | -0.02731 | -0.0005983 | -0.00299 | 1.5 | 13.34% | 5.8931
10 | 25 | 9 | 30 | 34.399 | 40.2985 | 0.15708 | -0.06279 | -0.00036418 | -0.00182 | 1.5 | 13.34% | 5.8995
10 | 25 | 10 | 30 | 42.261 | 42.265 | 0.17164 | -0.07159 | -0.00067033 | -0.00335 | 1.5 | 13.34% | 0.0040036
10 | 25 | 11 | 30 | 49.626 | 46.1006 | 0.17647 | -0.08012 | -0.00084442 | -0.00422 | 1.5 | 13.34% | 3.5254
10 | 25 | 12 | 30 | 45.764 | 47.901 | 0.18178 | -0.08616 | -0.00061831 | -0.00309 | 1.5 | 13.34% | 2.137
10 | 25 | 13 | 30 | 38.482 | 43.0417 | 0.15578 | -0.06608 | -0.00067834 | -0.00339 | 1.5 | 13.34% | 4.5597
10 | 25 | 14 | 30 | 28.992 | 37.4666 | 0.10542 | -0.03821 | -0.00093647 | -0.00468 | 1.5 | 13.34% | 8.4746
10 | 25 | 15 | 30 | 11.674 | 31.1881 | 0.075599 | -0.02294 | -0.00048624 | -0.00243 | 1.5 | 13.34% | 19.5141
10 | 25 | 16 | 30 | 0.708 | 7.1923 | 0.004524 | -2.08e-05 | -0.00028414 | -0.00142 | 1.5 | 13.34% | 6.4843
10 | 25 | 17 | 30 | 100 | 100 | 0 | 0 | 0 | 0 | 1.5 | 13.34% | 0
10 | 25 | 18 | 30 | 100 | 100 | 0 | 0 | 0 | 0 | 1.5 | 13.34% | 0
10 | 25 | 19 | 30 | 100 | 100 | 0 | 0 | 0 | 0 | 1.5 | 13.34% | 0
10 | 25 | 20 | 30 | 100 | 100 | 0 | 0 | 0 | 0 | 1.5 | 13.34% | 0
10 | 25 | 21 | 30 | 100 | 100 | 0 | 0 | 0 | 0 | 1.5 | 13.34% | 0
10 | 25 | 22 | 30 | 100 | 100 | 0 | 0 | 0 | 0 | 1.5 | 13.34% | 0
10 | 25 | 23 | 30 | 100 | 100 | 0 | 0 | 0 | 0 | 1.5 | 13.34% | 0
10 | 26 | 0 | 30 | 100 | 100 | 0 | 0 | 0 | 0 | 1.5 | 13.34% | 0
10 | 26 | 1 | 30 | 100 | 100 | 0 | 0 | 0 | 0 | 1.5 | 13.34% | 0
10 | 26 | 2 | 30 | 100 | 100 | 0 | 0 | 0 | 0 | 1.5 | 13.34% | 0
10 | 26 | 3 | 30 | 100 | 100 | 0 | 0 | 0 | 0 | 1.5 | 13.34% | 0
10 | 26 | 4 | 30 | 100 | 100 | 0 | 0 | 0 | 0 | 1.5 | 13.34% | 0
10 | 26 | 5 | 30 | 100 | 100 | 0 | 0 | 0 | 0 | 1.5 | 13.34% | 0
10 | 26 | 6 | 30 | 0 | 7.1741 | 0.000837 | 0 | -5.6028e-05 | -0.00028 | 1.5 | 13.34% | 7.1741
10 | 26 | 7 | 30 | 5.171 | 5.1245 | 0.062246 | -0.00291 | -0.00026613 | -0.00133 | 1.5 | 13.34% | 0.046541
10 | 26 | 8 | 30 | 22.371 | 29.8911 | 0.10874 | -0.03195 | -0.00042621 | -0.00213 | 1.5 | 13.34% | 7.5201
10 | 26 | 9 | 30 | 35.032 | 41.6197 | 0.14815 | -0.06092 | -0.00052226 | -0.00261 | 1.5 | 13.34% | 6.5877
10 | 26 | 10 | 30 | 42.996 | 44.8778 | 0.17821 | -0.07922 | -0.00052226 | -0.00261 | 1.5 | 13.34% | 1.8818
10 | 26 | 11 | 30 | 50.421 | 48.6809 | 0.1855 | -0.08936 | -0.00063432 | -0.00317 | 1.5 | 13.34% | 1.7401
10 | 26 | 12 | 30 | 46.425 | 48.168 | 0.17361 | -0.08248 | -0.00077239 | -0.00386 | 1.5 | 13.34% | 1.743
10 | 26 | 13 | 30 | 39.121 | 43.8717 | 0.1428 | -0.06129 | -0.00094447 | -0.00472 | 1.5 | 13.34% | 4.7507
10 | 26 | 14 | 30 | 29.514 | 41.4306 | 0.12073 | -0.04919 | -0.00058629 | -0.00293 | 1.5 | 13.34% | 11.9166
10 | 26 | 15 | 30 | 11.96 | 32.0709 | 0.070277 | -0.02178 | -0.00057429 | -0.00287 | 1.5 | 13.34% | 20.1109
10 | 26 | 16 | 30 | 0.818 | 7.6746 | 0.011767 | -0.00047 | -0.0004022 | -0.00201 | 1.5 | 13.34% | 6.8566
10 | 26 | 17 | 30 | 100 | 100 | 0 | 0 | 0 | 0 | 1.5 | 13.34% | 0
10 | 26 | 18 | 30 | 100 | 100 | 0 | 0 | 0 | 0 | 1.5 | 13.34% | 0
10 | 26 | 19 | 30 | 100 | 100 | 0 | 0 | 0 | 0 | 1.5 | 13.34% | 0
10 | 26 | 20 | 30 | 100 | 100 | 0 | 0 | 0 | 0 | 1.5 | 13.34% | 0
10 | 26 | 21 | 30 | 100 | 100 | 0 | 0 | 0 | 0 | 1.5 | 13.34% | 0
10 | 26 | 22 | 30 | 100 | 100 | 0 | 0 | 0 | 0 | 1.5 | 13.34% | 0
10 | 26 | 23 | 30 | 100 | 100 | 0 | 0 | 0 | 0 | 1.5 | 13.34% | 0
10 | 27 | 0 | 30 | 100 | 100 | 0 | 0 | 0 | 0 | 1.5 | 13.34% | 0
10 | 27 | 1 | 30 | 100 | 100 | 0 | 0 | 0 | 0 | 1.5 | 13.34% | 0
10 | 27 | 2 | 30 | 100 | 100 | 0 | 0 | 0 | 0 | 1.5 | 13.34% | 0
10 | 27 | 3 | 30 | 100 | 100 | 0 | 0 | 0 | 0 | 1.5 | 13.34% | 0
10 | 27 | 4 | 30 | 100 | 100 | 0 | 0 | 0 | 0 | 1.5 | 13.34% | 0
10 | 27 | 5 | 30 | 100 | 100 | 0 | 0 | 0 | 0 | 1.5 | 13.34% | 0
10 | 27 | 6 | 30 | 0 | 7.2689 | 0.000502 | 0 | -3.4017e-05 | -0.00017 | 1.5 | 13.34% | 7.2689
10 | 27 | 7 | 30 | 5.464 | 5.524 | 0.038835 | -0.00144 | -0.00066833 | -0.00334 | 1.5 | 13.34% | 0.060019
10 | 27 | 8 | 30 | 22.846 | 27.7288 | 0.085794 | -0.02266 | -0.00088444 | -0.00442 | 1.5 | 13.34% | 4.8828
10 | 27 | 9 | 30 | 35.658 | 37.904 | 0.11431 | -0.04162 | -0.0012386 | -0.00619 | 1.5 | 13.34% | 2.246
10 | 27 | 10 | 30 | 43.642 | 42.5631 | 0.15144 | -0.06292 | -0.0010785 | -0.00539 | 1.5 | 13.34% | 1.0789
10 | 27 | 11 | 30 | 51.142 | 44.6392 | 0.14703 | -0.0635 | -0.0014747 | -0.00737 | 1.5 | 13.34% | 6.5028
10 | 27 | 12 | 30 | 47.148 | 48.3601 | 0.17503 | -0.08357 | -0.00072436 | -0.00362 | 1.5 | 13.34% | 1.2121
10 | 27 | 13 | 30 | 39.716 | 45.698 | 0.16067 | -0.07263 | -0.00054427 | -0.00272 | 1.5 | 13.34% | 5.982
10 | 27 | 14 | 30 | 30.075 | 22.9754 | 0.047185 | -0.00855 | -0.0018629 | -0.00931 | 1.5 | 13.34% | 7.0996
10 | 27 | 15 | 30 | 12.327 | 8.9627 | 0.012583 | -0.00026 | -0.0007964 | -0.00398 | 1.5 | 13.34% | 3.3643
10 | 27 | 16 | 30 | 0.948 | 7.6262 | 0.010667 | -0.0004 | -0.00038419 | -0.00192 | 1.5 | 13.34% | 6.6782
10 | 27 | 17 | 30 | 100 | 100 | 0 | 0 | 0 | 0 | 1.5 | 13.34% | 0
10 | 27 | 18 | 30 | 100 | 100 | 0 | 0 | 0 | 0 | 1.5 | 13.34% | 0
10 | 27 | 19 | 30 | 100 | 100 | 0 | 0 | 0 | 0 | 1.5 | 13.34% | 0
10 | 27 | 20 | 30 | 100 | 100 | 0 | 0 | 0 | 0 | 1.5 | 13.34% | 0
10 | 27 | 21 | 30 | 100 | 100 | 0 | 0 | 0 | 0 | 1.5 | 13.34% | 0
10 | 27 | 22 | 30 | 100 | 100 | 0 | 0 | 0 | 0 | 1.5 | 13.34% | 0
10 | 27 | 23 | 30 | 100 | 100 | 0 | 0 | 0 | 0 | 1.5 | 13.34% | 0
10 | 28 | 0 | 30 | 100 | 100 | 0 | 0 | 0 | 0 | 1.5 | 13.34% | 0
10 | 28 | 1 | 30 | 100 | 100 | 0 | 0 | 0 | 0 | 1.5 | 13.34% | 0
10 | 28 | 2 | 30 | 100 | 100 | 0 | 0 | 0 | 0 | 1.5 | 13.34% | 0
10 | 28 | 3 | 30 | 100 | 100 | 0 | 0 | 0 | 0 | 1.5 | 13.34% | 0
10 | 28 | 4 | 30 | 100 | 100 | 0 | 0 | 0 | 0 | 1.5 | 13.34% | 0
10 | 28 | 5 | 30 | 100 | 100 | 0 | 0 | 0 | 0 | 1.5 | 13.34% | 0
10 | 28 | 6 | 30 | 0 | 7.2201 | 0.000167 | 0 | -1.1246e-05 | -5.62e-05 | 1.5 | 13.34% | 7.2201
10 | 28 | 7 | 30 | 5.741 | 7.1069 | 0.009367 | -3.56e-05 | -0.00058829 | -0.00294 | 1.5 | 13.34% | 1.3659
10 | 28 | 8 | 30 | 23.391 | 8.9469 | 0.018136 | -0.00038 | -0.0011406 | -0.0057 | 1.5 | 13.34% | 14.4441
10 | 28 | 9 | 30 | 36.25 | 16.0538 | 0.042333 | -0.00423 | -0.0022111 | -0.01105 | 1.5 | 13.34% | 20.1962
10 | 28 | 10 | 30 | 44.34 | 15.8088 | 0.049294 | -0.00472 | -0.0026533 | -0.01326 | 1.5 | 13.34% | 28.5312
10 | 28 | 11 | 30 | 51.89 | 7.5645 | 0.017302 | -6.69e-05 | -0.0011546 | -0.00577 | 1.5 | 13.34% | 44.3255
10 | 28 | 12 | 30 | 47.891 | 19.7618 | 0.055986 | -0.00774 | -0.0027754 | -0.01387 | 1.5 | 13.34% | 28.1292
10 | 28 | 13 | 30 | 40.377 | 9.9747 | 0.027571 | -0.00084 | -0.0017369 | -0.00868 | 1.5 | 13.34% | 30.4023
10 | 28 | 14 | 30 | 30.612 | 25.7307 | 0.051502 | -0.01098 | -0.0018069 | -0.00903 | 1.5 | 13.34% | 4.8813
10 | 28 | 15 | 30 | 12.651 | 29.236 | 0.049799 | -0.01338 | -0.00091246 | -0.00456 | 1.5 | 13.34% | 16.585
10 | 28 | 16 | 30 | 1.078 | 8.4084 | 0.015353 | -0.00092 | -0.00034217 | -0.00171 | 1.5 | 13.34% | 7.3304
10 | 28 | 17 | 30 | 100 | 100 | 0 | 0 | 0 | 0 | 1.5 | 13.34% | 0
10 | 28 | 18 | 30 | 100 | 100 | 0 | 0 | 0 | 0 | 1.5 | 13.34% | 0
10 | 28 | 19 | 30 | 100 | 100 | 0 | 0 | 0 | 0 | 1.5 | 13.34% | 0
10 | 28 | 20 | 30 | 100 | 100 | 0 | 0 | 0 | 0 | 1.5 | 13.34% | 0
10 | 28 | 21 | 30 | 100 | 100 | 0 | 0 | 0 | 0 | 1.5 | 13.34% | 0
10 | 28 | 22 | 30 | 100 | 100 | 0 | 0 | 0 | 0 | 1.5 | 13.34% | 0
10 | 28 | 23 | 30 | 100 | 100 | 0 | 0 | 0 | 0 | 1.5 | 13.34% | 0
10 | 29 | 0 | 30 | 100 | 100 | 0 | 0 | 0 | 0 | 1.5 | 13.34% | 0
10 | 29 | 1 | 30 | 100 | 100 | 0 | 0 | 0 | 0 | 1.5 | 13.34% | 0
10 | 29 | 2 | 30 | 100 | 100 | 0 | 0 | 0 | 0 | 1.5 | 13.34% | 0
10 | 29 | 3 | 30 | 100 | 100 | 0 | 0 | 0 | 0 | 1.5 | 13.34% | 0
10 | 29 | 4 | 30 | 100 | 100 | 0 | 0 | 0 | 0 | 1.5 | 13.34% | 0
10 | 29 | 5 | 30 | 100 | 100 | 0 | 0 | 0 | 0 | 1.5 | 13.34% | 0
10 | 29 | 6 | 30 | 0 | 7.2201 | 0.000167 | 0 | -1.1246e-05 | -5.62e-05 | 1.5 | 13.34% | 7.2201
10 | 29 | 7 | 30 | 6.036 | 6.6375 | 0.018777 | -0.00038 | -0.00081241 | -0.00406 | 1.5 | 13.34% | 0.60153
10 | 29 | 8 | 30 | 23.876 | 10.2295 | 0.024938 | -0.00091 | -0.0014887 | -0.00744 | 1.5 | 13.34% | 13.6465
10 | 29 | 9 | 30 | 36.857 | 17.8662 | 0.044762 | -0.00541 | -0.0021951 | -0.01097 | 1.5 | 13.34% | 18.9908
10 | 29 | 10 | 30 | 45.038 | 43.9468 | 0.14905 | -0.06393 | -0.0010925 | -0.00546 | 1.5 | 13.34% | 1.0912
10 | 29 | 11 | 30 | 52.567 | 48.5932 | 0.17227 | -0.08243 | -0.00086243 | -0.00431 | 1.5 | 13.34% | 3.9738
10 | 29 | 12 | 30 | 48.506 | 49.6247 | 0.16801 | -0.08212 | -0.00083842 | -0.00419 | 1.5 | 13.34% | 1.1187
10 | 29 | 13 | 30 | 40.956 | 44.2204 | 0.13718 | -0.05921 | -0.0010065 | -0.00503 | 1.5 | 13.34% | 3.2644
10 | 29 | 14 | 30 | 31.086 | 41.0809 | 0.11034 | -0.04427 | -0.00075037 | -0.00375 | 1.5 | 13.34% | 9.9949
10 | 29 | 15 | 30 | 12.995 | 33.5756 | 0.068392 | -0.02222 | -0.00055628 | -0.00278 | 1.5 | 13.34% | 20.5806
10 | 29 | 16 | 30 | 1.216 | 8.2917 | 0.012093 | -0.00063 | -0.00034417 | -0.00172 | 1.5 | 13.34% | 7.0757
10 | 29 | 17 | 30 | 100 | 100 | 0 | 0 | 0 | 0 | 1.5 | 13.34% | 0
10 | 29 | 18 | 30 | 100 | 100 | 0 | 0 | 0 | 0 | 1.5 | 13.34% | 0
10 | 29 | 19 | 30 | 100 | 100 | 0 | 0 | 0 | 0 | 1.5 | 13.34% | 0
10 | 29 | 20 | 30 | 100 | 100 | 0 | 0 | 0 | 0 | 1.5 | 13.34% | 0
10 | 29 | 21 | 30 | 100 | 100 | 0 | 0 | 0 | 0 | 1.5 | 13.34% | 0
10 | 29 | 22 | 30 | 100 | 100 | 0 | 0 | 0 | 0 | 1.5 | 13.34% | 0
10 | 29 | 23 | 30 | 100 | 100 | 0 | 0 | 0 | 0 | 1.5 | 13.34% | 0
10 | 30 | 0 | 30 | 100 | 100 | 0 | 0 | 0 | 0 | 1.5 | 13.34% | 0
10 | 30 | 1 | 30 | 100 | 100 | 0 | 0 | 0 | 0 | 1.5 | 13.34% | 0
10 | 30 | 2 | 30 | 100 | 100 | 0 | 0 | 0 | 0 | 1.5 | 13.34% | 0
10 | 30 | 3 | 30 | 100 | 100 | 0 | 0 | 0 | 0 | 1.5 | 13.34% | 0
10 | 30 | 4 | 30 | 100 | 100 | 0 | 0 | 0 | 0 | 1.5 | 13.34% | 0
10 | 30 | 5 | 30 | 100 | 100 | 0 | 0 | 0 | 0 | 1.5 | 13.34% | 0
10 | 30 | 6 | 30 | 0 | 7.2201 | 0.000167 | 0 | -1.1246e-05 | -5.62e-05 | 1.5 | 13.34% | 7.2201
10 | 30 | 7 | 30 | 6.332 | 6.9662 | 0.022985 | -0.00076 | -0.00078639 | -0.00393 | 1.5 | 13.34% | 0.63417
10 | 30 | 8 | 30 | 24.4 | 33.5215 | 0.1127 | -0.03737 | -0.00030615 | -0.00153 | 1.5 | 13.34% | 9.1215
10 | 30 | 9 | 30 | 37.411 | 44.9404 | 0.15418 | -0.06877 | -0.00035818 | -0.00179 | 1.5 | 13.34% | 7.5294
10 | 30 | 10 | 30 | 45.611 | 45.7801 | 0.15846 | -0.07128 | -0.00086643 | -0.00433 | 1.5 | 13.34% | 0.16906
10 | 30 | 11 | 30 | 53.38 | 50.1239 | 0.17865 | -0.08848 | -0.00071035 | -0.00355 | 1.5 | 13.34% | 3.2561
10 | 30 | 12 | 30 | 49.175 | 42.8981 | 0.11705 | -0.04745 | -0.001933 | -0.00966 | 1.5 | 13.34% | 6.2769
10 | 30 | 13 | 30 | 41.576 | 46.5608 | 0.15049 | -0.06904 | -0.00070235 | -0.00351 | 1.5 | 13.34% | 4.9848
10 | 30 | 14 | 30 | 31.68 | 43.1832 | 0.11127 | -0.04703 | -0.00071236 | -0.00356 | 1.5 | 13.34% | 11.5032
10 | 30 | 15 | 30 | 13.304 | 32.099 | 0.053694 | -0.01617 | -0.0008064 | -0.00403 | 1.5 | 13.34% | 18.795
10 | 30 | 16 | 30 | 1.321 | 9.1119 | 0.012442 | -0.00078 | -0.00032416 | -0.00162 | 1.5 | 13.34% | 7.7909
10 | 30 | 17 | 30 | 100 | 100 | 0 | 0 | 0 | 0 | 1.5 | 13.34% | 0
10 | 30 | 18 | 30 | 100 | 100 | 0 | 0 | 0 | 0 | 1.5 | 13.34% | 0
10 | 30 | 19 | 30 | 100 | 100 | 0 | 0 | 0 | 0 | 1.5 | 13.34% | 0
10 | 30 | 20 | 30 | 100 | 100 | 0 | 0 | 0 | 0 | 1.5 | 13.34% | 0
10 | 30 | 21 | 30 | 100 | 100 | 0 | 0 | 0 | 0 | 1.5 | 13.34% | 0
10 | 30 | 22 | 30 | 100 | 100 | 0 | 0 | 0 | 0 | 1.5 | 13.34% | 0
10 | 30 | 23 | 30 | 100 | 100 | 0 | 0 | 0 | 0 | 1.5 | 13.34% | 0
10 | 31 | 0 | 30 | 100 | 100 | 0 | 0 | 0 | 0 | 1.5 | 13.34% | 0
10 | 31 | 1 | 30 | 100 | 100 | 0 | 0 | 0 | 0 | 1.5 | 13.34% | 0
10 | 31 | 2 | 30 | 100 | 100 | 0 | 0 | 0 | 0 | 1.5 | 13.34% | 0
10 | 31 | 3 | 30 | 100 | 100 | 0 | 0 | 0 | 0 | 1.5 | 13.34% | 0
10 | 31 | 4 | 30 | 100 | 100 | 0 | 0 | 0 | 0 | 1.5 | 13.34% | 0
10 | 31 | 5 | 30 | 100 | 100 | 0 | 0 | 0 | 0 | 1.5 | 13.34% | 0
10 | 31 | 6 | 30 | 0 | 7.2201 | 0.000167 | 0 | -1.1246e-05 | -5.62e-05 | 1.5 | 13.34% | 7.2201
10 | 31 | 7 | 30 | 6.596 | 6.7653 | 0.056365 | -0.00348 | -0.00031216 | -0.00156 | 1.5 | 13.34% | 0.16932
10 | 31 | 8 | 30 | 24.815 | 20.2582 | 0.041267 | -0.00656 | -0.0014967 | -0.00748 | 1.5 | 13.34% | 4.5568
10 | 31 | 9 | 30 | 38.145 | 11.8655 | 0.03446 | -0.00179 | -0.002055 | -0.01027 | 1.5 | 13.34% | 26.2795
10 | 31 | 10 | 30 | 46.297 | 7.9794 | 0.017883 | -0.00015 | -0.0011826 | -0.00591 | 1.5 | 13.34% | 38.3176
10 | 31 | 11 | 30 | 54.136 | 7.4783 | 0.016281 | -4.76e-05 | -0.0010885 | -0.00544 | 1.5 | 13.34% | 46.6577
10 | 31 | 12 | 30 | 49.829 | 7.4855 | 0.015778 | -4.76e-05 | -0.0010545 | -0.00527 | 1.5 | 13.34% | 42.3435
10 | 31 | 13 | 30 | 42.169 | 8.3532 | 0.018301 | -0.00023 | -0.0011986 | -0.00599 | 1.5 | 13.34% | 33.8158
10 | 31 | 14 | 30 | 32.16 | 8.0505 | 0.012851 | -0.00012 | -0.00084642 | -0.00423 | 1.5 | 13.34% | 24.1095
10 | 31 | 15 | 30 | 13.667 | 8.971 | 0.010838 | -0.00022 | -0.00069034 | -0.00345 | 1.5 | 13.34% | 4.696
10 | 31 | 16 | 30 | 1.485 | 7.2096 | 0.001339 | 0 | -9.0045e-05 | -0.00045 | 1.5 | 13.34% | 5.7246
10 | 31 | 17 | 30 | 100 | 100 | 0 | 0 | 0 | 0 | 1.5 | 13.34% | 0
10 | 31 | 18 | 30 | 100 | 100 | 0 | 0 | 0 | 0 | 1.5 | 13.34% | 0
10 | 31 | 19 | 30 | 100 | 100 | 0 | 0 | 0 | 0 | 1.5 | 13.34% | 0
10 | 31 | 20 | 30 | 100 | 100 | 0 | 0 | 0 | 0 | 1.5 | 13.34% | 0
10 | 31 | 21 | 30 | 100 | 100 | 0 | 0 | 0 | 0 | 1.5 | 13.34% | 0
10 | 31 | 22 | 30 | 100 | 100 | 0 | 0 | 0 | 0 | 1.5 | 13.34% | 0
10 | 31 | 23 | 30 | 100 | 100 | 0 | 0 | 0 | 0 | 1.5 | 13.34% | 0
11 | 1 | 0 | 30 | 100 | 100 | 0 | 0 | 0 | 0 | 1.5 | 13.34% | 0
11 | 1 | 1 | 30 | 100 | 100 | 0 | 0 | 0 | 0 | 1.5 | 13.34% | 0
11 | 1 | 2 | 30 | 100 | 100 | 0 | 0 | 0 | 0 | 1.5 | 13.34% | 0
11 | 1 | 3 | 30 | 100 | 100 | 0 | 0 | 0 | 0 | 1.5 | 13.34% | 0
11 | 1 | 4 | 30 | 100 | 100 | 0 | 0 | 0 | 0 | 1.5 | 13.34% | 0
11 | 1 | 5 | 30 | 100 | 100 | 0 | 0 | 0 | 0 | 1.5 | 13.34% | 0
11 | 1 | 6 | 30 | 0 | 100 | 0 | 0 | 0 | 0 | 1.5 | 13.34% | 100
11 | 1 | 7 | 30 | 6.915 | 7.3926 | 0.025036 | -0.00106 | -0.00073637 | -0.00368 | 1.5 | 13.34% | 0.47757
11 | 1 | 8 | 30 | 25.311 | 7.6197 | 0.009608 | -4.73e-05 | -0.00063632 | -0.00318 | 1.5 | 13.34% | 17.6913
11 | 1 | 9 | 30 | 38.692 | 8.0878 | 0.015386 | -0.00015 | -0.0010125 | -0.00506 | 1.5 | 13.34% | 30.6042
11 | 1 | 10 | 30 | 46.987 | 10.7809 | 0.032465 | -0.00127 | -0.002013 | -0.01006 | 1.5 | 13.34% | 36.2061
11 | 1 | 11 | 30 | 54.768 | 8.9343 | 0.023638 | -0.00044 | -0.0015348 | -0.00767 | 1.5 | 13.34% | 45.8337
11 | 1 | 12 | 30 | 50.571 | 7.7304 | 0.016821 | -9.53e-05 | -0.0011186 | -0.00559 | 1.5 | 13.34% | 42.8406
11 | 1 | 13 | 30 | 42.764 | 9.2846 | 0.022404 | -0.00051 | -0.0014367 | -0.00718 | 1.5 | 13.34% | 33.4794
11 | 1 | 14 | 30 | 32.701 | 8.6894 | 0.014801 | -0.00024 | -0.00096248 | -0.00481 | 1.5 | 13.34% | 24.0116
11 | 1 | 15 | 30 | 14.012 | 9.3959 | 0.01159 | -0.00029 | -0.00073036 | -0.00365 | 1.5 | 13.34% | 4.6161
11 | 1 | 16 | 30 | 1.664 | 7.2067 | 0.002679 | 0 | -0.00018009 | -0.0009 | 1.5 | 13.34% | 5.5427
11 | 1 | 17 | 30 | 100 | 100 | 0 | 0 | 0 | 0 | 1.5 | 13.34% | 0
11 | 1 | 18 | 30 | 100 | 100 | 0 | 0 | 0 | 0 | 1.5 | 13.34% | 0
11 | 1 | 19 | 30 | 100 | 100 | 0 | 0 | 0 | 0 | 1.5 | 13.34% | 0
11 | 1 | 20 | 30 | 100 | 100 | 0 | 0 | 0 | 0 | 1.5 | 13.34% | 0
11 | 1 | 21 | 30 | 100 | 100 | 0 | 0 | 0 | 0 | 1.5 | 13.34% | 0
11 | 1 | 22 | 30 | 100 | 100 | 0 | 0 | 0 | 0 | 1.5 | 13.34% | 0
11 | 1 | 23 | 30 | 100 | 100 | 0 | 0 | 0 | 0 | 1.5 | 13.34% | 0
11 | 2 | 0 | 30 | 100 | 100 | 0 | 0 | 0 | 0 | 1.5 | 13.34% | 0
11 | 2 | 1 | 30 | 100 | 100 | 0 | 0 | 0 | 0 | 1.5 | 13.34% | 0
11 | 2 | 2 | 30 | 100 | 100 | 0 | 0 | 0 | 0 | 1.5 | 13.34% | 0
11 | 2 | 3 | 30 | 100 | 100 | 0 | 0 | 0 | 0 | 1.5 | 13.34% | 0
11 | 2 | 4 | 30 | 100 | 100 | 0 | 0 | 0 | 0 | 1.5 | 13.34% | 0
11 | 2 | 5 | 30 | 100 | 100 | 0 | 0 | 0 | 0 | 1.5 | 13.34% | 0
11 | 2 | 6 | 30 | 100 | 100 | 0 | 0 | 0 | 0 | 1.5 | 13.34% | 0
11 | 2 | 7 | 30 | 7.185 | 7.1965 | 0.004733 | -5.99e-06 | -0.00031216 | -0.00156 | 1.5 | 13.34% | 0.011499
11 | 2 | 8 | 30 | 25.724 | 9.5599 | 0.018452 | -0.00051 | -0.0011446 | -0.00572 | 1.5 | 13.34% | 16.1641
11 | 2 | 9 | 30 | 39.311 | 9.9269 | 0.023638 | -0.00071 | -0.0014887 | -0.00744 | 1.5 | 13.34% | 29.3841
11 | 2 | 10 | 30 | 47.67 | 8.0191 | 0.017898 | -0.00016 | -0.0011806 | -0.0059 | 1.5 | 13.34% | 39.6509
11 | 2 | 11 | 30 | 55.546 | 8.3376 | 0.020471 | -0.00025 | -0.0013447 | -0.00672 | 1.5 | 13.34% | 47.2084
11 | 2 | 12 | 30 | 51.223 | 9.4664 | 0.025117 | -0.00061 | -0.0016148 | -0.00807 | 1.5 | 13.34% | 41.7566
11 | 2 | 13 | 30 | 43.389 | 14.2146 | 0.040013 | -0.00308 | -0.0022831 | -0.01141 | 1.5 | 13.34% | 29.1744
11 | 2 | 14 | 30 | 33.258 | 24.9067 | 0.044263 | -0.00885 | -0.0017409 | -0.0087 | 1.5 | 13.34% | 8.3513
11 | 2 | 15 | 30 | 14.371 | 25.4304 | 0.032245 | -0.00692 | -0.0010205 | -0.0051 | 1.5 | 13.34% | 11.0594
11 | 2 | 16 | 30 | 1.803 | 7.2019 | 0.004855 | 0 | -0.00032616 | -0.00163 | 1.5 | 13.34% | 5.3989
11 | 2 | 17 | 30 | 100 | 100 | 0 | 0 | 0 | 0 | 1.5 | 13.34% | 0
11 | 2 | 18 | 30 | 100 | 100 | 0 | 0 | 0 | 0 | 1.5 | 13.34% | 0
11 | 2 | 19 | 30 | 100 | 100 | 0 | 0 | 0 | 0 | 1.5 | 13.34% | 0
11 | 2 | 20 | 30 | 100 | 100 | 0 | 0 | 0 | 0 | 1.5 | 13.34% | 0
11 | 2 | 21 | 30 | 100 | 100 | 0 | 0 | 0 | 0 | 1.5 | 13.34% | 0
11 | 2 | 22 | 30 | 100 | 100 | 0 | 0 | 0 | 0 | 1.5 | 13.34% | 0
11 | 2 | 23 | 30 | 100 | 100 | 0 | 0 | 0 | 0 | 1.5 | 13.34% | 0
11 | 3 | 0 | 30 | 100 | 100 | 0 | 0 | 0 | 0 | 1.5 | 13.34% | 0
11 | 3 | 1 | 30 | 100 | 100 | 0 | 0 | 0 | 0 | 1.5 | 13.34% | 0
11 | 3 | 2 | 30 | 100 | 100 | 0 | 0 | 0 | 0 | 1.5 | 13.34% | 0
11 | 3 | 3 | 30 | 100 | 100 | 0 | 0 | 0 | 0 | 1.5 | 13.34% | 0
11 | 3 | 4 | 30 | 100 | 100 | 0 | 0 | 0 | 0 | 1.5 | 13.34% | 0
11 | 3 | 5 | 30 | 100 | 100 | 0 | 0 | 0 | 0 | 1.5 | 13.34% | 0
11 | 3 | 6 | 30 | 100 | 100 | 0 | 0 | 0 | 0 | 1.5 | 13.34% | 0
11 | 3 | 7 | 30 | 7.444 | 7.3038 | 0.008393 | -5.26e-05 | -0.00052226 | -0.00261 | 1.5 | 13.34% | 0.14023
11 | 3 | 8 | 30 | 26.197 | 7.722 | 0.00962 | -5.74e-05 | -0.00063632 | -0.00318 | 1.5 | 13.34% | 18.475
11 | 3 | 9 | 30 | 39.831 | 7.728 | 0.013131 | -7.49e-05 | -0.00087244 | -0.00436 | 1.5 | 13.34% | 32.103
11 | 3 | 10 | 30 | 48.206 | 8.3249 | 0.018958 | -0.00023 | -0.0012446 | -0.00622 | 1.5 | 13.34% | 39.8811
11 | 3 | 11 | 30 | 56.305 | 9.9679 | 0.027974 | -0.00083 | -0.0017809 | -0.0089 | 1.5 | 13.34% | 46.3371
11 | 3 | 12 | 30 | 51.855 | 31.4921 | 0.072008 | -0.01933 | -0.0025453 | -0.01272 | 1.5 | 13.34% | 20.3629
11 | 3 | 13 | 30 | 44.034 | 28.2563 | 0.060268 | -0.01415 | -0.0022451 | -0.01122 | 1.5 | 13.34% | 15.7777
11 | 3 | 14 | 30 | 33.79 | 28.5915 | 0.04836 | -0.01165 | -0.0016928 | -0.00846 | 1.5 | 13.34% | 5.1985
11 | 3 | 15 | 30 | 14.689 | 30.8809 | 0.041107 | -0.0115 | -0.00091246 | -0.00456 | 1.5 | 13.34% | 16.1919
11 | 3 | 16 | 30 | 1.98 | 7.223 | 0.005525 | 0 | -0.00037219 | -0.00186 | 1.5 | 13.34% | 5.243
11 | 3 | 17 | 30 | 100 | 100 | 0 | 0 | 0 | 0 | 1.5 | 13.34% | 0
11 | 3 | 18 | 30 | 100 | 100 | 0 | 0 | 0 | 0 | 1.5 | 13.34% | 0
11 | 3 | 19 | 30 | 100 | 100 | 0 | 0 | 0 | 0 | 1.5 | 13.34% | 0
11 | 3 | 20 | 30 | 100 | 100 | 0 | 0 | 0 | 0 | 1.5 | 13.34% | 0
11 | 3 | 21 | 30 | 100 | 100 | 0 | 0 | 0 | 0 | 1.5 | 13.34% | 0
11 | 3 | 22 | 30 | 100 | 100 | 0 | 0 | 0 | 0 | 1.5 | 13.34% | 0
11 | 3 | 23 | 30 | 100 | 100 | 0 | 0 | 0 | 0 | 1.5 | 13.34% | 0
11 | 4 | 0 | 30 | 100 | 100 | 0 | 0 | 0 | 0 | 1.5 | 13.34% | 0
11 | 4 | 1 | 30 | 100 | 100 | 0 | 0 | 0 | 0 | 1.5 | 13.34% | 0
11 | 4 | 2 | 30 | 100 | 100 | 0 | 0 | 0 | 0 | 1.5 | 13.34% | 0
11 | 4 | 3 | 30 | 100 | 100 | 0 | 0 | 0 | 0 | 1.5 | 13.34% | 0
11 | 4 | 4 | 30 | 100 | 100 | 0 | 0 | 0 | 0 | 1.5 | 13.34% | 0
11 | 4 | 5 | 30 | 100 | 100 | 0 | 0 | 0 | 0 | 1.5 | 13.34% | 0
11 | 4 | 6 | 30 | 100 | 100 | 0 | 0 | 0 | 0 | 1.5 | 13.34% | 0
11 | 4 | 7 | 30 | 7.725 | 7.424 | 0.012386 | -0.00015 | -0.00071636 | -0.00358 | 1.5 | 13.34% | 0.30097
11 | 4 | 8 | 30 | 26.647 | 10.212 | 0.020028 | -0.0007 | -0.0012206 | -0.0061 | 1.5 | 13.34% | 16.435
11 | 4 | 9 | 30 | 40.4 | 8.2671 | 0.015411 | -0.00018 | -0.0010105 | -0.00505 | 1.5 | 13.34% | 32.1329
11 | 4 | 10 | 30 | 48.931 | 10.0256 | 0.026845 | -0.00082 | -0.0017009 | -0.0085 | 1.5 | 13.34% | 38.9054
11 | 4 | 11 | 30 | 56.963 | 9.3491 | 0.02475 | -0.00057 | -0.0015948 | -0.00797 | 1.5 | 13.34% | 47.6139
11 | 4 | 12 | 30 | 52.596 | 37.3852 | 0.086104 | -0.02896 | -0.0023512 | -0.01175 | 1.5 | 13.34% | 15.2108
11 | 4 | 13 | 30 | 44.631 | 44.5337 | 0.11157 | -0.04763 | -0.0014227 | -0.00711 | 1.5 | 13.34% | 0.097257
11 | 4 | 14 | 30 | 34.294 | 41.6344 | 0.08278 | -0.03279 | -0.0011826 | -0.00591 | 1.5 | 13.34% | 7.3404
11 | 4 | 15 | 30 | 15.063 | 30.2921 | 0.039223 | -0.01069 | -0.00091446 | -0.00457 | 1.5 | 13.34% | 15.2291
11 | 4 | 16 | 30 | 2.136 | 7.1741 | 0.001674 | 0 | -0.00011206 | -0.00056 | 1.5 | 13.34% | 5.0381
11 | 4 | 17 | 30 | 100 | 100 | 0 | 0 | 0 | 0 | 1.5 | 13.34% | 0
11 | 4 | 18 | 30 | 100 | 100 | 0 | 0 | 0 | 0 | 1.5 | 13.34% | 0
11 | 4 | 19 | 30 | 100 | 100 | 0 | 0 | 0 | 0 | 1.5 | 13.34% | 0
11 | 4 | 20 | 30 | 100 | 100 | 0 | 0 | 0 | 0 | 1.5 | 13.34% | 0
11 | 4 | 21 | 30 | 100 | 100 | 0 | 0 | 0 | 0 | 1.5 | 13.34% | 0
11 | 4 | 22 | 30 | 100 | 100 | 0 | 0 | 0 | 0 | 1.5 | 13.34% | 0
11 | 4 | 23 | 30 | 100 | 100 | 0 | 0 | 0 | 0 | 1.5 | 13.34% | 0
11 | 5 | 0 | 30 | 100 | 100 | 0 | 0 | 0 | 0 | 1.5 | 13.34% | 0
11 | 5 | 1 | 30 | 100 | 100 | 0 | 0 | 0 | 0 | 1.5 | 13.34% | 0
11 | 5 | 2 | 30 | 100 | 100 | 0 | 0 | 0 | 0 | 1.5 | 13.34% | 0
11 | 5 | 3 | 30 | 100 | 100 | 0 | 0 | 0 | 0 | 1.5 | 13.34% | 0
11 | 5 | 4 | 30 | 100 | 100 | 0 | 0 | 0 | 0 | 1.5 | 13.34% | 0
11 | 5 | 5 | 30 | 100 | 100 | 0 | 0 | 0 | 0 | 1.5 | 13.34% | 0
11 | 5 | 6 | 30 | 100 | 100 | 0 | 0 | 0 | 0 | 1.5 | 13.34% | 0
11 | 5 | 7 | 30 | 8.005 | 8.6737 | 0.041722 | -0.00311 | -0.00046823 | -0.00234 | 1.5 | 13.34% | 0.66871
11 | 5 | 8 | 30 | 27.079 | 23.8238 | 0.042162 | -0.00833 | -0.0013847 | -0.00692 | 1.5 | 13.34% | 3.2552
11 | 5 | 9 | 30 | 41.033 | 30.2994 | 0.059582 | -0.01549 | -0.001967 | -0.00983 | 1.5 | 13.34% | 10.7336
11 | 5 | 10 | 30 | 49.538 | 39.8706 | 0.096103 | -0.03549 | -0.002021 | -0.0101 | 1.5 | 13.34% | 9.6674
11 | 5 | 11 | 30 | 57.689 | 49.3731 | 0.13502 | -0.06438 | -0.0015288 | -0.00764 | 1.5 | 13.34% | 8.3159
11 | 5 | 12 | 30 | 53.249 | 54.9057 | 0.16243 | -0.0879 | -0.00082841 | -0.00414 | 1.5 | 13.34% | 1.6567
11 | 5 | 13 | 30 | 45.261 | 51.6225 | 0.15119 | -0.07715 | -0.0005923 | -0.00296 | 1.5 | 13.34% | 6.3615
11 | 5 | 14 | 30 | 34.846 | 49.331 | 0.1188 | -0.0579 | -0.00047224 | -0.00236 | 1.5 | 13.34% | 14.485
11 | 5 | 15 | 30 | 15.381 | 38.8865 | 0.063612 | -0.024 | -0.00053027 | -0.00265 | 1.5 | 13.34% | 23.5055
11 | 5 | 16 | 30 | 2.305 | 7.223 | 0.005525 | 0 | -0.00037219 | -0.00186 | 1.5 | 13.34% | 4.918
11 | 5 | 17 | 30 | 100 | 100 | 0 | 0 | 0 | 0 | 1.5 | 13.34% | 0
11 | 5 | 18 | 30 | 100 | 100 | 0 | 0 | 0 | 0 | 1.5 | 13.34% | 0
11 | 5 | 19 | 30 | 100 | 100 | 0 | 0 | 0 | 0 | 1.5 | 13.34% | 0
11 | 5 | 20 | 30 | 100 | 100 | 0 | 0 | 0 | 0 | 1.5 | 13.34% | 0
11 | 5 | 21 | 30 | 100 | 100 | 0 | 0 | 0 | 0 | 1.5 | 13.34% | 0
11 | 5 | 22 | 30 | 100 | 100 | 0 | 0 | 0 | 0 | 1.5 | 13.34% | 0
11 | 5 | 23 | 30 | 100 | 100 | 0 | 0 | 0 | 0 | 1.5 | 13.34% | 0
11 | 6 | 0 | 30 | 100 | 100 | 0 | 0 | 0 | 0 | 1.5 | 13.34% | 0
11 | 6 | 1 | 30 | 100 | 100 | 0 | 0 | 0 | 0 | 1.5 | 13.34% | 0
11 | 6 | 2 | 30 | 100 | 100 | 0 | 0 | 0 | 0 | 1.5 | 13.34% | 0
11 | 6 | 3 | 30 | 100 | 100 | 0 | 0 | 0 | 0 | 1.5 | 13.34% | 0
11 | 6 | 4 | 30 | 100 | 100 | 0 | 0 | 0 | 0 | 1.5 | 13.34% | 0
11 | 6 | 5 | 30 | 100 | 100 | 0 | 0 | 0 | 0 | 1.5 | 13.34% | 0
11 | 6 | 6 | 30 | 100 | 100 | 0 | 0 | 0 | 0 | 1.5 | 13.34% | 0
11 | 6 | 7 | 30 | 8.25 | 8.7983 | 0.050317 | -0.00407 | -0.00032816 | -0.00164 | 1.5 | 13.34% | 0.54829
11 | 6 | 8 | 30 | 27.504 | 37.4873 | 0.1092 | -0.04054 | -0.00028814 | -0.00144 | 1.5 | 13.34% | 9.9833
11 | 6 | 9 | 30 | 41.505 | 48.2539 | 0.1345 | -0.06397 | -0.00062831 | -0.00314 | 1.5 | 13.34% | 6.7489
11 | 6 | 10 | 30 | 50.225 | 51.8849 | 0.17129 | -0.08812 | -0.00049625 | -0.00248 | 1.5 | 13.34% | 1.6599
11 | 6 | 11 | 30 | 58.425 | 55.2491 | 0.18146 | -0.09941 | -0.00054427 | -0.00272 | 1.5 | 13.34% | 3.1759
11 | 6 | 12 | 30 | 53.897 | 56.5971 | 0.17888 | -0.10047 | -0.00049225 | -0.00246 | 1.5 | 13.34% | 2.7001
11 | 6 | 13 | 30 | 45.87 | 52.2581 | 0.15738 | -0.08154 | -0.00046223 | -0.00231 | 1.5 | 13.34% | 6.3881
11 | 6 | 14 | 30 | 35.309 | 49.2317 | 0.11745 | -0.0571 | -0.00048424 | -0.00242 | 1.5 | 13.34% | 13.9227
11 | 6 | 15 | 30 | 15.765 | 39.6531 | 0.067125 | -0.02598 | -0.00045623 | -0.00228 | 1.5 | 13.34% | 23.8881
11 | 6 | 16 | 30 | 2.492 | 7.2019 | 0.004855 | 0 | -0.00032616 | -0.00163 | 1.5 | 13.34% | 4.7099
11 | 6 | 17 | 30 | 100 | 100 | 0 | 0 | 0 | 0 | 1.5 | 13.34% | 0
11 | 6 | 18 | 30 | 100 | 100 | 0 | 0 | 0 | 0 | 1.5 | 13.34% | 0
11 | 6 | 19 | 30 | 100 | 100 | 0 | 0 | 0 | 0 | 1.5 | 13.34% | 0
11 | 6 | 20 | 30 | 100 | 100 | 0 | 0 | 0 | 0 | 1.5 | 13.34% | 0
11 | 6 | 21 | 30 | 100 | 100 | 0 | 0 | 0 | 0 | 1.5 | 13.34% | 0
11 | 6 | 22 | 30 | 100 | 100 | 0 | 0 | 0 | 0 | 1.5 | 13.34% | 0
11 | 6 | 23 | 30 | 100 | 100 | 0 | 0 | 0 | 0 | 1.5 | 13.34% | 0
11 | 7 | 0 | 30 | 100 | 100 | 0 | 0 | 0 | 0 | 1.5 | 13.34% | 0
11 | 7 | 1 | 30 | 100 | 100 | 0 | 0 | 0 | 0 | 1.5 | 13.34% | 0
11 | 7 | 2 | 30 | 100 | 100 | 0 | 0 | 0 | 0 | 1.5 | 13.34% | 0
11 | 7 | 3 | 30 | 100 | 100 | 0 | 0 | 0 | 0 | 1.5 | 13.34% | 0
11 | 7 | 4 | 30 | 100 | 100 | 0 | 0 | 0 | 0 | 1.5 | 13.34% | 0
11 | 7 | 5 | 30 | 100 | 100 | 0 | 0 | 0 | 0 | 1.5 | 13.34% | 0
11 | 7 | 6 | 30 | 100 | 100 | 0 | 0 | 0 | 0 | 1.5 | 13.34% | 0
11 | 7 | 7 | 30 | 8.559 | 9.5757 | 0.035194 | -0.0028 | -0.00052026 | -0.0026 | 1.5 | 13.34% | 1.0167
11 | 7 | 8 | 30 | 28.001 | 36.7492 | 0.086897 | -0.03102 | -0.00066833 | -0.00334 | 1.5 | 13.34% | 8.7482
11 | 7 | 9 | 30 | 42.106 | 42.2627 | 0.090957 | -0.03636 | -0.0014627 | -0.00731 | 1.5 | 13.34% | 0.15674
11 | 7 | 10 | 30 | 50.788 | 39.7825 | 0.090408 | -0.03308 | -0.002065 | -0.01032 | 1.5 | 13.34% | 11.0055
11 | 7 | 11 | 30 | 59.039 | 21.7897 | 0.053637 | -0.00849 | -0.0026253 | -0.01312 | 1.5 | 13.34% | 37.2493
11 | 7 | 12 | 30 | 54.533 | 11.1968 | 0.030509 | -0.0013 | -0.001903 | -0.00951 | 1.5 | 13.34% | 43.3362
11 | 7 | 13 | 30 | 46.453 | 33.9592 | 0.066599 | -0.01981 | -0.002095 | -0.01047 | 1.5 | 13.34% | 12.4938
11 | 7 | 14 | 30 | 35.894 | 11.9605 | 0.023593 | -0.00122 | -0.0014307 | -0.00715 | 1.5 | 13.34% | 23.9335
11 | 7 | 15 | 30 | 16.092 | 8.3109 | 0.007141 | -8.85e-05 | -0.00046623 | -0.00233 | 1.5 | 13.34% | 7.7811
11 | 7 | 16 | 30 | 2.66 | 7.0325 | 0.00067 | 0 | -4.4022e-05 | -0.00022 | 1.5 | 13.34% | 4.3725
11 | 7 | 17 | 30 | 100 | 100 | 0 | 0 | 0 | 0 | 1.5 | 13.34% | 0
11 | 7 | 18 | 30 | 100 | 100 | 0 | 0 | 0 | 0 | 1.5 | 13.34% | 0
11 | 7 | 19 | 30 | 100 | 100 | 0 | 0 | 0 | 0 | 1.5 | 13.34% | 0
11 | 7 | 20 | 30 | 100 | 100 | 0 | 0 | 0 | 0 | 1.5 | 13.34% | 0
11 | 7 | 21 | 30 | 100 | 100 | 0 | 0 | 0 | 0 | 1.5 | 13.34% | 0
11 | 7 | 22 | 30 | 100 | 100 | 0 | 0 | 0 | 0 | 1.5 | 13.34% | 0
11 | 7 | 23 | 30 | 100 | 100 | 0 | 0 | 0 | 0 | 1.5 | 13.34% | 0
11 | 8 | 0 | 30 | 100 | 100 | 0 | 0 | 0 | 0 | 1.5 | 13.34% | 0
11 | 8 | 1 | 30 | 100 | 100 | 0 | 0 | 0 | 0 | 1.5 | 13.34% | 0
11 | 8 | 2 | 30 | 100 | 100 | 0 | 0 | 0 | 0 | 1.5 | 13.34% | 0
11 | 8 | 3 | 30 | 100 | 100 | 0 | 0 | 0 | 0 | 1.5 | 13.34% | 0
11 | 8 | 4 | 30 | 100 | 100 | 0 | 0 | 0 | 0 | 1.5 | 13.34% | 0
11 | 8 | 5 | 30 | 100 | 100 | 0 | 0 | 0 | 0 | 1.5 | 13.34% | 0
11 | 8 | 6 | 30 | 100 | 100 | 0 | 0 | 0 | 0 | 1.5 | 13.34% | 0
11 | 8 | 7 | 30 | 8.798 | 9.936 | 0.050064 | -0.00464 | -0.00030415 | -0.00152 | 1.5 | 13.34% | 1.138
11 | 8 | 8 | 30 | 28.351 | 8.4063 | 0.011074 | -0.00015 | -0.00072036 | -0.0036 | 1.5 | 13.34% | 19.9447
11 | 8 | 9 | 30 | 42.569 | 7.6995 | 0.012115 | -6.43e-05 | -0.0008064 | -0.00403 | 1.5 | 13.34% | 34.8695
11 | 8 | 10 | 30 | 51.341 | 36.0712 | 0.078674 | -0.02537 | -0.0022111 | -0.01105 | 1.5 | 13.34% | 15.2698
11 | 8 | 11 | 30 | 59.693 | 49.1778 | 0.12748 | -0.06028 | -0.0016168 | -0.00808 | 1.5 | 13.34% | 10.5152
11 | 8 | 12 | 30 | 55.184 | 9.7691 | 0.024136 | -0.00066 | -0.0015468 | -0.00773 | 1.5 | 13.34% | 45.4149
11 | 8 | 13 | 30 | 47.042 | 37.2561 | 0.073933 | -0.02482 | -0.001985 | -0.00992 | 1.5 | 13.34% | 9.7859
11 | 8 | 14 | 30 | 36.406 | 50.0953 | 0.11221 | -0.05538 | -0.00055428 | -0.00277 | 1.5 | 13.34% | 13.6893
11 | 8 | 15 | 30 | 16.476 | 41.3806 | 0.066721 | -0.02699 | -0.00043822 | -0.00219 | 1.5 | 13.34% | 24.9046
11 | 8 | 16 | 30 | 2.893 | 7.1741 | 0.003348 | 0 | -0.00022411 | -0.00112 | 1.5 | 13.34% | 4.2811
11 | 8 | 17 | 30 | 100 | 100 | 0 | 0 | 0 | 0 | 1.5 | 13.34% | 0
11 | 8 | 18 | 30 | 100 | 100 | 0 | 0 | 0 | 0 | 1.5 | 13.34% | 0
11 | 8 | 19 | 30 | 100 | 100 | 0 | 0 | 0 | 0 | 1.5 | 13.34% | 0
11 | 8 | 20 | 30 | 100 | 100 | 0 | 0 | 0 | 0 | 1.5 | 13.34% | 0
11 | 8 | 21 | 30 | 100 | 100 | 0 | 0 | 0 | 0 | 1.5 | 13.34% | 0
11 | 8 | 22 | 30 | 100 | 100 | 0 | 0 | 0 | 0 | 1.5 | 13.34% | 0
11 | 8 | 23 | 30 | 100 | 100 | 0 | 0 | 0 | 0 | 1.5 | 13.34% | 0
11 | 9 | 0 | 30 | 100 | 100 | 0 | 0 | 0 | 0 | 1.5 | 13.34% | 0
11 | 9 | 1 | 30 | 100 | 100 | 0 | 0 | 0 | 0 | 1.5 | 13.34% | 0
11 | 9 | 2 | 30 | 100 | 100 | 0 | 0 | 0 | 0 | 1.5 | 13.34% | 0
11 | 9 | 3 | 30 | 100 | 100 | 0 | 0 | 0 | 0 | 1.5 | 13.34% | 0
11 | 9 | 4 | 30 | 100 | 100 | 0 | 0 | 0 | 0 | 1.5 | 13.34% | 0
11 | 9 | 5 | 30 | 100 | 100 | 0 | 0 | 0 | 0 | 1.5 | 13.34% | 0
11 | 9 | 6 | 30 | 100 | 100 | 0 | 0 | 0 | 0 | 1.5 | 13.34% | 0
11 | 9 | 7 | 30 | 9.034 | 12.0966 | 0.040369 | -0.00441 | -0.00042221 | -0.00211 | 1.5 | 13.34% | 3.0626
11 | 9 | 8 | 30 | 28.753 | 38.5412 | 0.090211 | -0.03397 | -0.00057629 | -0.00288 | 1.5 | 13.34% | 9.7882
11 | 9 | 9 | 30 | 43.116 | 37.5735 | 0.070682 | -0.02416 | -0.0017429 | -0.00871 | 1.5 | 13.34% | 5.5425
11 | 9 | 10 | 30 | 51.986 | 37.9441 | 0.081802 | -0.02808 | -0.0021451 | -0.01072 | 1.5 | 13.34% | 14.0419
11 | 9 | 11 | 30 | 60.398 | 40.2451 | 0.087503 | -0.03198 | -0.0023072 | -0.01153 | 1.5 | 13.34% | 20.1529
11 | 9 | 12 | 30 | 55.842 | 40.4742 | 0.085062 | -0.03128 | -0.0022411 | -0.0112 | 1.5 | 13.34% | 15.3678
11 | 9 | 13 | 30 | 47.62 | 37.3273 | 0.072215 | -0.02423 | -0.001985 | -0.00992 | 1.5 | 13.34% | 10.2927
11 | 9 | 14 | 30 | 36.941 | 35.9946 | 0.055559 | -0.01796 | -0.0014987 | -0.00749 | 1.5 | 13.34% | 0.94644
11 | 9 | 15 | 30 | 16.886 | 27.4685 | 0.027189 | -0.00629 | -0.00092446 | -0.00462 | 1.5 | 13.34% | 10.5825
11 | 9 | 16 | 30 | 3.035 | 7.1505 | 0.002009 | 0 | -0.00013407 | -0.00067 | 1.5 | 13.34% | 4.1155
11 | 9 | 17 | 30 | 100 | 100 | 0 | 0 | 0 | 0 | 1.5 | 13.34% | 0
11 | 9 | 18 | 30 | 100 | 100 | 0 | 0 | 0 | 0 | 1.5 | 13.34% | 0
11 | 9 | 19 | 30 | 100 | 100 | 0 | 0 | 0 | 0 | 1.5 | 13.34% | 0
11 | 9 | 20 | 30 | 100 | 100 | 0 | 0 | 0 | 0 | 1.5 | 13.34% | 0
11 | 9 | 21 | 30 | 100 | 100 | 0 | 0 | 0 | 0 | 1.5 | 13.34% | 0
11 | 9 | 22 | 30 | 100 | 100 | 0 | 0 | 0 | 0 | 1.5 | 13.34% | 0
11 | 9 | 23 | 30 | 100 | 100 | 0 | 0 | 0 | 0 | 1.5 | 13.34% | 0
11 | 10 | 0 | 30 | 100 | 100 | 0 | 0 | 0 | 0 | 1.5 | 13.34% | 0
11 | 10 | 1 | 30 | 100 | 100 | 0 | 0 | 0 | 0 | 1.5 | 13.34% | 0
11 | 10 | 2 | 30 | 100 | 100 | 0 | 0 | 0 | 0 | 1.5 | 13.34% | 0
11 | 10 | 3 | 30 | 100 | 100 | 0 | 0 | 0 | 0 | 1.5 | 13.34% | 0
11 | 10 | 4 | 30 | 100 | 100 | 0 | 0 | 0 | 0 | 1.5 | 13.34% | 0
11 | 10 | 5 | 30 | 100 | 100 | 0 | 0 | 0 | 0 | 1.5 | 13.34% | 0
11 | 10 | 6 | 30 | 100 | 100 | 0 | 0 | 0 | 0 | 1.5 | 13.34% | 0
11 | 10 | 7 | 30 | 9.271 | 11.4802 | 0.029539 | -0.0028 | -0.00053027 | -0.00265 | 1.5 | 13.34% | 2.2092
11 | 10 | 8 | 30 | 29.204 | 28.4565 | 0.046303 | -0.01158 | -0.0012426 | -0.00621 | 1.5 | 13.34% | 0.74747
11 | 10 | 9 | 30 | 43.689 | 38.0811 | 0.071478 | -0.02486 | -0.0017089 | -0.00854 | 1.5 | 13.34% | 5.6079
11 | 10 | 10 | 30 | 52.586 | 38.4193 | 0.082561 | -0.0288 | -0.0021091 | -0.01054 | 1.5 | 13.34% | 14.1667
11 | 10 | 11 | 30 | 61.057 | 40.7304 | 0.088254 | -0.03275 | -0.0022711 | -0.01135 | 1.5 | 13.34% | 20.3266
11 | 10 | 12 | 30 | 56.483 | 40.067 | 0.083376 | -0.03027 | -0.0022391 | -0.01119 | 1.5 | 13.34% | 16.416
11 | 10 | 13 | 30 | 48.188 | 37.8201 | 0.072902 | -0.02488 | -0.001953 | -0.00976 | 1.5 | 13.34% | 10.3679
11 | 10 | 14 | 30 | 37.448 | 35.5549 | 0.054131 | -0.01722 | -0.0014947 | -0.00747 | 1.5 | 13.34% | 1.8931
11 | 10 | 15 | 30 | 17.272 | 27.8903 | 0.027292 | -0.00645 | -0.00090845 | -0.00454 | 1.5 | 13.34% | 10.6183
11 | 10 | 16 | 30 | 3.22 | 7.2216 | 0.001842 | 0 | -0.00012406 | -0.00062 | 1.5 | 13.34% | 4.0016
11 | 10 | 17 | 30 | 100 | 100 | 0 | 0 | 0 | 0 | 1.5 | 13.34% | 0
11 | 10 | 18 | 30 | 100 | 100 | 0 | 0 | 0 | 0 | 1.5 | 13.34% | 0
11 | 10 | 19 | 30 | 100 | 100 | 0 | 0 | 0 | 0 | 1.5 | 13.34% | 0
11 | 10 | 20 | 30 | 100 | 100 | 0 | 0 | 0 | 0 | 1.5 | 13.34% | 0
11 | 10 | 21 | 30 | 100 | 100 | 0 | 0 | 0 | 0 | 1.5 | 13.34% | 0
11 | 10 | 22 | 30 | 100 | 100 | 0 | 0 | 0 | 0 | 1.5 | 13.34% | 0
11 | 10 | 23 | 30 | 100 | 100 | 0 | 0 | 0 | 0 | 1.5 | 13.34% | 0
11 | 11 | 0 | 30 | 100 | 100 | 0 | 0 | 0 | 0 | 1.5 | 13.34% | 0
11 | 11 | 1 | 30 | 100 | 100 | 0 | 0 | 0 | 0 | 1.5 | 13.34% | 0
11 | 11 | 2 | 30 | 100 | 100 | 0 | 0 | 0 | 0 | 1.5 | 13.34% | 0
11 | 11 | 3 | 30 | 100 | 100 | 0 | 0 | 0 | 0 | 1.5 | 13.34% | 0
11 | 11 | 4 | 30 | 100 | 100 | 0 | 0 | 0 | 0 | 1.5 | 13.34% | 0
11 | 11 | 5 | 30 | 100 | 100 | 0 | 0 | 0 | 0 | 1.5 | 13.34% | 0
11 | 11 | 6 | 30 | 100 | 100 | 0 | 0 | 0 | 0 | 1.5 | 13.34% | 0
11 | 11 | 7 | 30 | 9.551 | 12.2892 | 0.031965 | -0.00338 | -0.00048824 | -0.00244 | 1.5 | 13.34% | 2.7382
11 | 11 | 8 | 30 | 29.547 | 36.5461 | 0.067948 | -0.02357 | -0.00092446 | -0.00462 | 1.5 | 13.34% | 6.9991
11 | 11 | 9 | 30 | 44.195 | 48.3191 | 0.10517 | -0.04917 | -0.0011106 | -0.00555 | 1.5 | 13.34% | 4.1241
11 | 11 | 10 | 30 | 53.192 | 53.7386 | 0.15395 | -0.08158 | -0.00074837 | -0.00374 | 1.5 | 13.34% | 0.54658
11 | 11 | 11 | 30 | 61.74 | 55.726 | 0.1506 | -0.08225 | -0.0010745 | -0.00537 | 1.5 | 13.34% | 6.014
11 | 11 | 12 | 30 | 57.159 | 53.1606 | 0.12498 | -0.06416 | -0.0014887 | -0.00744 | 1.5 | 13.34% | 3.9984
11 | 11 | 13 | 30 | 48.782 | 40.3511 | 0.076085 | -0.02805 | -0.0018889 | -0.00944 | 1.5 | 13.34% | 8.4309
11 | 11 | 14 | 30 | 37.956 | 36.1791 | 0.052263 | -0.01687 | -0.0014967 | -0.00748 | 1.5 | 13.34% | 1.7769
11 | 11 | 15 | 30 | 17.649 | 11.9772 | 0.013234 | -0.0007 | -0.0007904 | -0.00395 | 1.5 | 13.34% | 5.6718
11 | 11 | 16 | 30 | 3.479 | 7.1505 | 0.002009 | 0 | -0.00013407 | -0.00067 | 1.5 | 13.34% | 3.6715
11 | 11 | 17 | 30 | 100 | 100 | 0 | 0 | 0 | 0 | 1.5 | 13.34% | 0
11 | 11 | 18 | 30 | 100 | 100 | 0 | 0 | 0 | 0 | 1.5 | 13.34% | 0
11 | 11 | 19 | 30 | 100 | 100 | 0 | 0 | 0 | 0 | 1.5 | 13.34% | 0
11 | 11 | 20 | 30 | 100 | 100 | 0 | 0 | 0 | 0 | 1.5 | 13.34% | 0
11 | 11 | 21 | 30 | 100 | 100 | 0 | 0 | 0 | 0 | 1.5 | 13.34% | 0
11 | 11 | 22 | 30 | 100 | 100 | 0 | 0 | 0 | 0 | 1.5 | 13.34% | 0
11 | 11 | 23 | 30 | 100 | 100 | 0 | 0 | 0 | 0 | 1.5 | 13.34% | 0
11 | 12 | 0 | 30 | 100 | 100 | 0 | 0 | 0 | 0 | 1.5 | 13.34% | 0
11 | 12 | 1 | 30 | 100 | 100 | 0 | 0 | 0 | 0 | 1.5 | 13.34% | 0
11 | 12 | 2 | 30 | 100 | 100 | 0 | 0 | 0 | 0 | 1.5 | 13.34% | 0
11 | 12 | 3 | 30 | 100 | 100 | 0 | 0 | 0 | 0 | 1.5 | 13.34% | 0
11 | 12 | 4 | 30 | 100 | 100 | 0 | 0 | 0 | 0 | 1.5 | 13.34% | 0
11 | 12 | 5 | 30 | 100 | 100 | 0 | 0 | 0 | 0 | 1.5 | 13.34% | 0
11 | 12 | 6 | 30 | 100 | 100 | 0 | 0 | 0 | 0 | 1.5 | 13.34% | 0
11 | 12 | 7 | 30 | 9.8 | 12.9217 | 0.041962 | -0.00502 | -0.00035618 | -0.00178 | 1.5 | 13.34% | 3.1217
11 | 12 | 8 | 30 | 29.918 | 41.6394 | 0.099789 | -0.04103 | -0.00036818 | -0.00184 | 1.5 | 13.34% | 11.7214
11 | 12 | 9 | 30 | 44.69 | 49.8687 | 0.11313 | -0.05501 | -0.00093847 | -0.00469 | 1.5 | 13.34% | 5.1787
11 | 12 | 10 | 30 | 53.737 | 52.231 | 0.14096 | -0.07212 | -0.00098849 | -0.00494 | 1.5 | 13.34% | 1.506
11 | 12 | 11 | 30 | 62.405 | 57.0466 | 0.16014 | -0.09 | -0.00086243 | -0.00431 | 1.5 | 13.34% | 5.3584
11 | 12 | 12 | 30 | 57.735 | 58.8646 | 0.16116 | -0.09369 | -0.00074037 | -0.0037 | 1.5 | 13.34% | 1.1296
11 | 12 | 13 | 30 | 49.31 | 55.3912 | 0.14444 | -0.07904 | -0.00062231 | -0.00311 | 1.5 | 13.34% | 6.0812
11 | 12 | 14 | 30 | 38.428 | 52.7483 | 0.10926 | -0.05678 | -0.00055828 | -0.00279 | 1.5 | 13.34% | 14.3203
11 | 12 | 15 | 30 | 18.047 | 41.4179 | 0.054488 | -0.02175 | -0.00057829 | -0.00289 | 1.5 | 13.34% | 23.3709
11 | 12 | 16 | 30 | 3.654 | 7.196 | 0.002176 | 0 | -0.00014607 | -0.00073 | 1.5 | 13.34% | 3.542
11 | 12 | 17 | 30 | 100 | 100 | 0 | 0 | 0 | 0 | 1.5 | 13.34% | 0
11 | 12 | 18 | 30 | 100 | 100 | 0 | 0 | 0 | 0 | 1.5 | 13.34% | 0
11 | 12 | 19 | 30 | 100 | 100 | 0 | 0 | 0 | 0 | 1.5 | 13.34% | 0
11 | 12 | 20 | 30 | 100 | 100 | 0 | 0 | 0 | 0 | 1.5 | 13.34% | 0
11 | 12 | 21 | 30 | 100 | 100 | 0 | 0 | 0 | 0 | 1.5 | 13.34% | 0
11 | 12 | 22 | 30 | 100 | 100 | 0 | 0 | 0 | 0 | 1.5 | 13.34% | 0
11 | 12 | 23 | 30 | 100 | 100 | 0 | 0 | 0 | 0 | 1.5 | 13.34% | 0
11 | 13 | 0 | 30 | 100 | 100 | 0 | 0 | 0 | 0 | 1.5 | 13.34% | 0
11 | 13 | 1 | 30 | 100 | 100 | 0 | 0 | 0 | 0 | 1.5 | 13.34% | 0
11 | 13 | 2 | 30 | 100 | 100 | 0 | 0 | 0 | 0 | 1.5 | 13.34% | 0
11 | 13 | 3 | 30 | 100 | 100 | 0 | 0 | 0 | 0 | 1.5 | 13.34% | 0
11 | 13 | 4 | 30 | 100 | 100 | 0 | 0 | 0 | 0 | 1.5 | 13.34% | 0
11 | 13 | 5 | 30 | 100 | 100 | 0 | 0 | 0 | 0 | 1.5 | 13.34% | 0
11 | 13 | 6 | 30 | 100 | 100 | 0 | 0 | 0 | 0 | 1.5 | 13.34% | 0
11 | 13 | 7 | 30 | 10.026 | 7.8362 | 0.005987 | -6.78e-05 | -0.00037219 | -0.00186 | 1.5 | 13.34% | 2.1898
11 | 13 | 8 | 30 | 30.336 | 8.3651 | 0.009875 | -0.00013 | -0.00064232 | -0.00321 | 1.5 | 13.34% | 21.9709
11 | 13 | 9 | 30 | 45.314 | 37.1625 | 0.062829 | -0.02095 | -0.0017489 | -0.00874 | 1.5 | 13.34% | 8.1515
11 | 13 | 10 | 30 | 54.292 | 13.2143 | 0.03771 | -0.00243 | -0.0022551 | -0.01127 | 1.5 | 13.34% | 41.0777
11 | 13 | 11 | 30 | 62.965 | 13.3017 | 0.040583 | -0.00263 | -0.0024432 | -0.01221 | 1.5 | 13.34% | 49.6633
11 | 13 | 12 | 30 | 58.373 | 10.5651 | 0.025313 | -0.0009 | -0.0016048 | -0.00802 | 1.5 | 13.34% | 47.8079
11 | 13 | 13 | 30 | 49.881 | 37.9514 | 0.067959 | -0.0231 | -0.001951 | -0.00975 | 1.5 | 13.34% | 11.9296
11 | 13 | 14 | 30 | 39.079 | 7.6031 | 0.008908 | -3.78e-05 | -0.0005943 | -0.00297 | 1.5 | 13.34% | 31.4759
11 | 13 | 15 | 30 | 18.342 | 7.4731 | 0.004704 | -1.39e-05 | -0.00031416 | -0.00157 | 1.5 | 13.34% | 10.8689
11 | 13 | 16 | 30 | 3.852 | 7.2611 | 0.001005 | 0 | -6.8034e-05 | -0.00034 | 1.5 | 13.34% | 3.4091
11 | 13 | 17 | 30 | 100 | 100 | 0 | 0 | 0 | 0 | 1.5 | 13.34% | 0
11 | 13 | 18 | 30 | 100 | 100 | 0 | 0 | 0 | 0 | 1.5 | 13.34% | 0
11 | 13 | 19 | 30 | 100 | 100 | 0 | 0 | 0 | 0 | 1.5 | 13.34% | 0
11 | 13 | 20 | 30 | 100 | 100 | 0 | 0 | 0 | 0 | 1.5 | 13.34% | 0
11 | 13 | 21 | 30 | 100 | 100 | 0 | 0 | 0 | 0 | 1.5 | 13.34% | 0
11 | 13 | 22 | 30 | 100 | 100 | 0 | 0 | 0 | 0 | 1.5 | 13.34% | 0
11 | 13 | 23 | 30 | 100 | 100 | 0 | 0 | 0 | 0 | 1.5 | 13.34% | 0
11 | 14 | 0 | 30 | 100 | 100 | 0 | 0 | 0 | 0 | 1.5 | 13.34% | 0
11 | 14 | 1 | 30 | 100 | 100 | 0 | 0 | 0 | 0 | 1.5 | 13.34% | 0
11 | 14 | 2 | 30 | 100 | 100 | 0 | 0 | 0 | 0 | 1.5 | 13.34% | 0
11 | 14 | 3 | 30 | 100 | 100 | 0 | 0 | 0 | 0 | 1.5 | 13.34% | 0
11 | 14 | 4 | 30 | 100 | 100 | 0 | 0 | 0 | 0 | 1.5 | 13.34% | 0
11 | 14 | 5 | 30 | 100 | 100 | 0 | 0 | 0 | 0 | 1.5 | 13.34% | 0
11 | 14 | 6 | 30 | 100 | 100 | 0 | 0 | 0 | 0 | 1.5 | 13.34% | 0
11 | 14 | 7 | 30 | 10.193 | 10.1783 | 0.012824 | -0.00071 | -0.00054027 | -0.0027 | 1.5 | 13.34% | 0.01474
11 | 14 | 8 | 30 | 30.59 | 42.9231 | 0.10029 | -0.04257 | -0.00033417 | -0.00167 | 1.5 | 13.34% | 12.3331
11 | 14 | 9 | 30 | 45.702 | 53.6774 | 0.12889 | -0.06825 | -0.0006083 | -0.00304 | 1.5 | 13.34% | 7.9754
11 | 14 | 10 | 30 | 54.858 | 11.7994 | 0.029523 | -0.00145 | -0.0018189 | -0.00909 | 1.5 | 13.34% | 43.0586
11 | 14 | 11 | 30 | 63.559 | 59.3038 | 0.17142 | -0.10068 | -0.00061431 | -0.00307 | 1.5 | 13.34% | 4.2552
11 | 14 | 12 | 30 | 59 | 57.7473 | 0.14472 | -0.08194 | -0.0010345 | -0.00517 | 1.5 | 13.34% | 1.2527
11 | 14 | 13 | 30 | 50.484 | 47.0645 | 0.093445 | -0.04169 | -0.0015568 | -0.00778 | 1.5 | 13.34% | 3.4195
11 | 14 | 14 | 30 | 39.497 | 53.8798 | 0.11134 | -0.05922 | -0.00050025 | -0.0025 | 1.5 | 13.34% | 14.3828
11 | 14 | 15 | 30 | 18.719 | 38.724 | 0.040817 | -0.01479 | -0.00073237 | -0.00366 | 1.5 | 13.34% | 20.005
11 | 14 | 16 | 30 | 4.064 | 7.2216 | 0.001842 | 0 | -0.00012406 | -0.00062 | 1.5 | 13.34% | 3.1576
11 | 14 | 17 | 30 | 100 | 100 | 0 | 0 | 0 | 0 | 1.5 | 13.34% | 0
11 | 14 | 18 | 30 | 100 | 100 | 0 | 0 | 0 | 0 | 1.5 | 13.34% | 0
11 | 14 | 19 | 30 | 100 | 100 | 0 | 0 | 0 | 0 | 1.5 | 13.34% | 0
11 | 14 | 20 | 30 | 100 | 100 | 0 | 0 | 0 | 0 | 1.5 | 13.34% | 0
11 | 14 | 21 | 30 | 100 | 100 | 0 | 0 | 0 | 0 | 1.5 | 13.34% | 0
11 | 14 | 22 | 30 | 100 | 100 | 0 | 0 | 0 | 0 | 1.5 | 13.34% | 0
11 | 14 | 23 | 30 | 100 | 100 | 0 | 0 | 0 | 0 | 1.5 | 13.34% | 0
11 | 15 | 0 | 30 | 100 | 100 | 0 | 0 | 0 | 0 | 1.5 | 13.34% | 0
11 | 15 | 1 | 30 | 100 | 100 | 0 | 0 | 0 | 0 | 1.5 | 13.34% | 0
11 | 15 | 2 | 30 | 100 | 100 | 0 | 0 | 0 | 0 | 1.5 | 13.34% | 0
11 | 15 | 3 | 30 | 100 | 100 | 0 | 0 | 0 | 0 | 1.5 | 13.34% | 0
11 | 15 | 4 | 30 | 100 | 100 | 0 | 0 | 0 | 0 | 1.5 | 13.34% | 0
11 | 15 | 5 | 30 | 100 | 100 | 0 | 0 | 0 | 0 | 1.5 | 13.34% | 0
11 | 15 | 6 | 30 | 100 | 100 | 0 | 0 | 0 | 0 | 1.5 | 13.34% | 0
11 | 15 | 7 | 30 | 10.491 | 7.58 | 0.004132 | -2.69e-05 | -0.00026613 | -0.00133 | 1.5 | 13.34% | 2.911
11 | 15 | 8 | 30 | 31.024 | 40.3007 | 0.07069 | -0.02736 | -0.0008044 | -0.00402 | 1.5 | 13.34% | 9.2767
11 | 15 | 9 | 30 | 46.193 | 10.8344 | 0.020628 | -0.0008 | -0.0012946 | -0.00647 | 1.5 | 13.34% | 35.3586
11 | 15 | 10 | 30 | 55.371 | 36.014 | 0.068714 | -0.02181 | -0.0021591 | -0.01079 | 1.5 | 13.34% | 19.357
11 | 15 | 11 | 30 | 64.154 | 11.0901 | 0.027317 | -0.00112 | -0.0017189 | -0.00859 | 1.5 | 13.34% | 53.0639
11 | 15 | 12 | 30 | 59.6 | 12.2801 | 0.030744 | -0.00165 | -0.0018929 | -0.00946 | 1.5 | 13.34% | 47.3199
11 | 15 | 13 | 30 | 51.099 | 53.877 | 0.12099 | -0.0636 | -0.0010305 | -0.00515 | 1.5 | 13.34% | 2.778
11 | 15 | 14 | 30 | 40.009 | 51.7064 | 0.090587 | -0.04554 | -0.00085643 | -0.00428 | 1.5 | 13.34% | 11.6974
11 | 15 | 15 | 30 | 19.105 | 43.6779 | 0.049145 | -0.02058 | -0.00061631 | -0.00308 | 1.5 | 13.34% | 24.5729
11 | 15 | 16 | 30 | 4.271 | 7.1336 | 0.001172 | 0 | -7.8039e-05 | -0.00039 | 1.5 | 13.34% | 2.8626
11 | 15 | 17 | 30 | 100 | 100 | 0 | 0 | 0 | 0 | 1.5 | 13.34% | 0
11 | 15 | 18 | 30 | 100 | 100 | 0 | 0 | 0 | 0 | 1.5 | 13.34% | 0
11 | 15 | 19 | 30 | 100 | 100 | 0 | 0 | 0 | 0 | 1.5 | 13.34% | 0
11 | 15 | 20 | 30 | 100 | 100 | 0 | 0 | 0 | 0 | 1.5 | 13.34% | 0
11 | 15 | 21 | 30 | 100 | 100 | 0 | 0 | 0 | 0 | 1.5 | 13.34% | 0
11 | 15 | 22 | 30 | 100 | 100 | 0 | 0 | 0 | 0 | 1.5 | 13.34% | 0
11 | 15 | 23 | 30 | 100 | 100 | 0 | 0 | 0 | 0 | 1.5 | 13.34% | 0
11 | 16 | 0 | 30 | 100 | 100 | 0 | 0 | 0 | 0 | 1.5 | 13.34% | 0
11 | 16 | 1 | 30 | 100 | 100 | 0 | 0 | 0 | 0 | 1.5 | 13.34% | 0
11 | 16 | 2 | 30 | 100 | 100 | 0 | 0 | 0 | 0 | 1.5 | 13.34% | 0
11 | 16 | 3 | 30 | 100 | 100 | 0 | 0 | 0 | 0 | 1.5 | 13.34% | 0
11 | 16 | 4 | 30 | 100 | 100 | 0 | 0 | 0 | 0 | 1.5 | 13.34% | 0
11 | 16 | 5 | 30 | 100 | 100 | 0 | 0 | 0 | 0 | 1.5 | 13.34% | 0
11 | 16 | 6 | 30 | 100 | 100 | 0 | 0 | 0 | 0 | 1.5 | 13.34% | 0
11 | 16 | 7 | 30 | 10.64 | 11.5957 | 0.015451 | -0.00122 | -0.00051226 | -0.00256 | 1.5 | 13.34% | 0.95573
11 | 16 | 8 | 30 | 31.349 | 44.5141 | 0.096491 | -0.04242 | -0.00036818 | -0.00184 | 1.5 | 13.34% | 13.1651
11 | 16 | 9 | 30 | 46.668 | 52.2692 | 0.10942 | -0.05577 | -0.00093447 | -0.00467 | 1.5 | 13.34% | 5.6012
11 | 16 | 10 | 30 | 55.953 | 53.986 | 0.1347 | -0.07112 | -0.0010385 | -0.00519 | 1.5 | 13.34% | 1.967
11 | 16 | 11 | 30 | 64.757 | 61.2097 | 0.17131 | -0.10391 | -0.00058829 | -0.00294 | 1.5 | 13.34% | 3.5473
11 | 16 | 12 | 30 | 60.249 | 60.2799 | 0.15563 | -0.09255 | -0.00078839 | -0.00394 | 1.5 | 13.34% | 0.030919
11 | 16 | 13 | 30 | 51.563 | 54.6395 | 0.12504 | -0.06687 | -0.00093847 | -0.00469 | 1.5 | 13.34% | 3.0765
11 | 16 | 14 | 30 | 40.503 | 52.5698 | 0.09427 | -0.04837 | -0.00077839 | -0.00389 | 1.5 | 13.34% | 12.0668
11 | 16 | 15 | 30 | 19.492 | 45.5493 | 0.055046 | -0.02431 | -0.00052426 | -0.00262 | 1.5 | 13.34% | 26.0573
11 | 16 | 16 | 30 | 4.489 | 7.2637 | 0.001507 | 0 | -0.00010205 | -0.00051 | 1.5 | 13.34% | 2.7747
11 | 16 | 17 | 30 | 100 | 100 | 0 | 0 | 0 | 0 | 1.5 | 13.34% | 0
11 | 16 | 18 | 30 | 100 | 100 | 0 | 0 | 0 | 0 | 1.5 | 13.34% | 0
11 | 16 | 19 | 30 | 100 | 100 | 0 | 0 | 0 | 0 | 1.5 | 13.34% | 0
11 | 16 | 20 | 30 | 100 | 100 | 0 | 0 | 0 | 0 | 1.5 | 13.34% | 0
11 | 16 | 21 | 30 | 100 | 100 | 0 | 0 | 0 | 0 | 1.5 | 13.34% | 0
11 | 16 | 22 | 30 | 100 | 100 | 0 | 0 | 0 | 0 | 1.5 | 13.34% | 0
11 | 16 | 23 | 30 | 100 | 100 | 0 | 0 | 0 | 0 | 1.5 | 13.34% | 0
11 | 17 | 0 | 30 | 100 | 100 | 0 | 0 | 0 | 0 | 1.5 | 13.34% | 0
11 | 17 | 1 | 30 | 100 | 100 | 0 | 0 | 0 | 0 | 1.5 | 13.34% | 0
11 | 17 | 2 | 30 | 100 | 100 | 0 | 0 | 0 | 0 | 1.5 | 13.34% | 0
11 | 17 | 3 | 30 | 100 | 100 | 0 | 0 | 0 | 0 | 1.5 | 13.34% | 0
11 | 17 | 4 | 30 | 100 | 100 | 0 | 0 | 0 | 0 | 1.5 | 13.34% | 0
11 | 17 | 5 | 30 | 100 | 100 | 0 | 0 | 0 | 0 | 1.5 | 13.34% | 0
11 | 17 | 6 | 30 | 100 | 100 | 0 | 0 | 0 | 0 | 1.5 | 13.34% | 0
11 | 17 | 7 | 30 | 10.854 | 8.3328 | 0.006737 | -0.00013 | -0.0003982 | -0.00199 | 1.5 | 13.34% | 2.5212
11 | 17 | 8 | 30 | 31.648 | 36.6749 | 0.054147 | -0.01848 | -0.0010085 | -0.00504 | 1.5 | 13.34% | 5.0269
11 | 17 | 9 | 30 | 47.17 | 49.6673 | 0.090842 | -0.04325 | -0.0012486 | -0.00624 | 1.5 | 13.34% | 2.4973
11 | 17 | 10 | 30 | 56.385 | 49.3627 | 0.10589 | -0.04993 | -0.0015668 | -0.00783 | 1.5 | 13.34% | 7.0223
11 | 17 | 11 | 30 | 65.384 | 61.4224 | 0.1643 | -0.09978 | -0.00070435 | -0.00352 | 1.5 | 13.34% | 3.9616
11 | 17 | 12 | 30 | 60.82 | 61.6847 | 0.1592 | -0.09706 | -0.00070635 | -0.00353 | 1.5 | 13.34% | 0.86471
11 | 17 | 13 | 30 | 52.122 | 54.9323 | 0.11736 | -0.06281 | -0.0010705 | -0.00535 | 1.5 | 13.34% | 2.8103
11 | 17 | 14 | 30 | 40.964 | 54.2141 | 0.095383 | -0.05056 | -0.00074637 | -0.00373 | 1.5 | 13.34% | 13.2501
11 | 17 | 15 | 30 | 19.849 | 35.0478 | 0.029853 | -0.00939 | -0.0007944 | -0.00397 | 1.5 | 13.34% | 15.1988
11 | 17 | 16 | 30 | 4.726 | 7.2201 | 0.000167 | 0 | -1.1246e-05 | -5.62e-05 | 1.5 | 13.34% | 2.4941
11 | 17 | 17 | 30 | 100 | 100 | 0 | 0 | 0 | 0 | 1.5 | 13.34% | 0
11 | 17 | 18 | 30 | 100 | 100 | 0 | 0 | 0 | 0 | 1.5 | 13.34% | 0
11 | 17 | 19 | 30 | 100 | 100 | 0 | 0 | 0 | 0 | 1.5 | 13.34% | 0
11 | 17 | 20 | 30 | 100 | 100 | 0 | 0 | 0 | 0 | 1.5 | 13.34% | 0
11 | 17 | 21 | 30 | 100 | 100 | 0 | 0 | 0 | 0 | 1.5 | 13.34% | 0
11 | 17 | 22 | 30 | 100 | 100 | 0 | 0 | 0 | 0 | 1.5 | 13.34% | 0
11 | 17 | 23 | 30 | 100 | 100 | 0 | 0 | 0 | 0 | 1.5 | 13.34% | 0
11 | 18 | 0 | 30 | 100 | 100 | 0 | 0 | 0 | 0 | 1.5 | 13.34% | 0
11 | 18 | 1 | 30 | 100 | 100 | 0 | 0 | 0 | 0 | 1.5 | 13.34% | 0
11 | 18 | 2 | 30 | 100 | 100 | 0 | 0 | 0 | 0 | 1.5 | 13.34% | 0
11 | 18 | 3 | 30 | 100 | 100 | 0 | 0 | 0 | 0 | 1.5 | 13.34% | 0
11 | 18 | 4 | 30 | 100 | 100 | 0 | 0 | 0 | 0 | 1.5 | 13.34% | 0
11 | 18 | 5 | 30 | 100 | 100 | 0 | 0 | 0 | 0 | 1.5 | 13.34% | 0
11 | 18 | 6 | 30 | 100 | 100 | 0 | 0 | 0 | 0 | 1.5 | 13.34% | 0
11 | 18 | 7 | 30 | 11.054 | 13.0974 | 0.018779 | -0.00193 | -0.00046823 | -0.00234 | 1.5 | 13.34% | 2.0434
11 | 18 | 8 | 30 | 31.874 | 43.6226 | 0.084069 | -0.0359 | -0.00053827 | -0.00269 | 1.5 | 13.34% | 11.7486
11 | 18 | 9 | 30 | 47.606 | 54.8413 | 0.11548 | -0.06211 | -0.00078839 | -0.00394 | 1.5 | 13.34% | 7.2353
11 | 18 | 10 | 30 | 56.908 | 56.8637 | 0.14921 | -0.08371 | -0.00072436 | -0.00362 | 1.5 | 13.34% | 0.044344
11 | 18 | 11 | 30 | 65.852 | 47.5827 | 0.094476 | -0.04201 | -0.001995 | -0.00997 | 1.5 | 13.34% | 18.2693
11 | 18 | 12 | 30 | 61.455 | 61.8908 | 0.16042 | -0.0982 | -0.00067033 | -0.00335 | 1.5 | 13.34% | 0.43579
11 | 18 | 13 | 30 | 52.688 | 59.2087 | 0.14631 | -0.0858 | -0.00052026 | -0.0026 | 1.5 | 13.34% | 6.5207
11 | 18 | 14 | 30 | 41.519 | 54.5119 | 0.096487 | -0.05149 | -0.00071636 | -0.00358 | 1.5 | 13.34% | 12.9929
11 | 18 | 15 | 30 | 20.209 | 46.1013 | 0.054216 | -0.02424 | -0.00051626 | -0.00258 | 1.5 | 13.34% | 25.8923
11 | 18 | 16 | 30 | 4.956 | 7.1741 | 0.000837 | 0 | -5.6028e-05 | -0.00028 | 1.5 | 13.34% | 2.2181
11 | 18 | 17 | 30 | 100 | 100 | 0 | 0 | 0 | 0 | 1.5 | 13.34% | 0
11 | 18 | 18 | 30 | 100 | 100 | 0 | 0 | 0 | 0 | 1.5 | 13.34% | 0
11 | 18 | 19 | 30 | 100 | 100 | 0 | 0 | 0 | 0 | 1.5 | 13.34% | 0
11 | 18 | 20 | 30 | 100 | 100 | 0 | 0 | 0 | 0 | 1.5 | 13.34% | 0
11 | 18 | 21 | 30 | 100 | 100 | 0 | 0 | 0 | 0 | 1.5 | 13.34% | 0
11 | 18 | 22 | 30 | 100 | 100 | 0 | 0 | 0 | 0 | 1.5 | 13.34% | 0
11 | 18 | 23 | 30 | 100 | 100 | 0 | 0 | 0 | 0 | 1.5 | 13.34% | 0
11 | 19 | 0 | 30 | 100 | 100 | 0 | 0 | 0 | 0 | 1.5 | 13.34% | 0
11 | 19 | 1 | 30 | 100 | 100 | 0 | 0 | 0 | 0 | 1.5 | 13.34% | 0
11 | 19 | 2 | 30 | 100 | 100 | 0 | 0 | 0 | 0 | 1.5 | 13.34% | 0
11 | 19 | 3 | 30 | 100 | 100 | 0 | 0 | 0 | 0 | 1.5 | 13.34% | 0
11 | 19 | 4 | 30 | 100 | 100 | 0 | 0 | 0 | 0 | 1.5 | 13.34% | 0
11 | 19 | 5 | 30 | 100 | 100 | 0 | 0 | 0 | 0 | 1.5 | 13.34% | 0
11 | 19 | 6 | 30 | 100 | 100 | 0 | 0 | 0 | 0 | 1.5 | 13.34% | 0
11 | 19 | 7 | 30 | 11.227 | 8.9927 | 0.007501 | -0.00021 | -0.00042621 | -0.00213 | 1.5 | 13.34% | 2.2343
11 | 19 | 8 | 30 | 32.172 | 46.4047 | 0.090049 | -0.04116 | -0.00042821 | -0.00214 | 1.5 | 13.34% | 14.2327
11 | 19 | 9 | 30 | 47.969 | 54.8769 | 0.10711 | -0.05735 | -0.00092246 | -0.00461 | 1.5 | 13.34% | 6.9079
11 | 19 | 10 | 30 | 57.398 | 57.324 | 0.13547 | -0.07613 | -0.00097048 | -0.00485 | 1.5 | 13.34% | 0.074013
11 | 19 | 11 | 30 | 66.468 | 62.4093 | 0.16399 | -0.10124 | -0.00068034 | -0.0034 | 1.5 | 13.34% | 4.0587
11 | 19 | 12 | 30 | 61.92 | 63.6338 | 0.15926 | -0.10023 | -0.00068034 | -0.0034 | 1.5 | 13.34% | 1.7138
11 | 19 | 13 | 30 | 53.318 | 58.8641 | 0.13632 | -0.07915 | -0.00068834 | -0.00344 | 1.5 | 13.34% | 5.5461
11 | 19 | 14 | 30 | 42.023 | 58.4595 | 0.11133 | -0.06436 | -0.00045623 | -0.00228 | 1.5 | 13.34% | 16.4365
11 | 19 | 15 | 30 | 20.586 | 48.2254 | 0.057887 | -0.02724 | -0.00045623 | -0.00228 | 1.5 | 13.34% | 27.6394
11 | 19 | 16 | 30 | 5.177 | 7.2096 | 0.001339 | 0 | -9.0045e-05 | -0.00045 | 1.5 | 13.34% | 2.0326
11 | 19 | 17 | 30 | 100 | 100 | 0 | 0 | 0 | 0 | 1.5 | 13.34% | 0
11 | 19 | 18 | 30 | 100 | 100 | 0 | 0 | 0 | 0 | 1.5 | 13.34% | 0
11 | 19 | 19 | 30 | 100 | 100 | 0 | 0 | 0 | 0 | 1.5 | 13.34% | 0
11 | 19 | 20 | 30 | 100 | 100 | 0 | 0 | 0 | 0 | 1.5 | 13.34% | 0
11 | 19 | 21 | 30 | 100 | 100 | 0 | 0 | 0 | 0 | 1.5 | 13.34% | 0
11 | 19 | 22 | 30 | 100 | 100 | 0 | 0 | 0 | 0 | 1.5 | 13.34% | 0
11 | 19 | 23 | 30 | 100 | 100 | 0 | 0 | 0 | 0 | 1.5 | 13.34% | 0
11 | 20 | 0 | 30 | 100 | 100 | 0 | 0 | 0 | 0 | 1.5 | 13.34% | 0
11 | 20 | 1 | 30 | 100 | 100 | 0 | 0 | 0 | 0 | 1.5 | 13.34% | 0
11 | 20 | 2 | 30 | 100 | 100 | 0 | 0 | 0 | 0 | 1.5 | 13.34% | 0
11 | 20 | 3 | 30 | 100 | 100 | 0 | 0 | 0 | 0 | 1.5 | 13.34% | 0
11 | 20 | 4 | 30 | 100 | 100 | 0 | 0 | 0 | 0 | 1.5 | 13.34% | 0
11 | 20 | 5 | 30 | 100 | 100 | 0 | 0 | 0 | 0 | 1.5 | 13.34% | 0
11 | 20 | 6 | 30 | 100 | 100 | 0 | 0 | 0 | 0 | 1.5 | 13.34% | 0
11 | 20 | 7 | 30 | 11.451 | 16.9623 | 0.058899 | -0.00967 | -0.00027414 | -0.00137 | 1.5 | 13.34% | 5.5113
11 | 20 | 8 | 30 | 32.399 | 47.2903 | 0.096628 | -0.04523 | -0.00031616 | -0.00158 | 1.5 | 13.34% | 14.8913
11 | 20 | 9 | 30 | 48.353 | 57.8989 | 0.1252 | -0.07157 | -0.00058229 | -0.00291 | 1.5 | 13.34% | 9.5459
11 | 20 | 10 | 30 | 57.927 | 58.4943 | 0.14303 | -0.08238 | -0.0008104 | -0.00405 | 1.5 | 13.34% | 0.56733
11 | 20 | 11 | 30 | 66.94 | 62.2922 | 0.16238 | -0.10002 | -0.00069635 | -0.00348 | 1.5 | 13.34% | 4.6478
11 | 20 | 12 | 30 | 62.511 | 62.3544 | 0.14895 | -0.09148 | -0.00086043 | -0.0043 | 1.5 | 13.34% | 0.15655
11 | 20 | 13 | 30 | 53.765 | 58.6788 | 0.13449 | -0.07779 | -0.00071035 | -0.00355 | 1.5 | 13.34% | 4.9138
11 | 20 | 14 | 30 | 42.451 | 58.2273 | 0.10933 | -0.0629 | -0.00048024 | -0.0024 | 1.5 | 13.34% | 15.7763
11 | 20 | 15 | 30 | 20.966 | 46.1718 | 0.050003 | -0.02228 | -0.00055228 | -0.00276 | 1.5 | 13.34% | 25.2058
11 | 20 | 16 | 30 | 5.329 | 7.1336 | 0.001172 | 0 | -7.8039e-05 | -0.00039 | 1.5 | 13.34% | 1.8046
11 | 20 | 17 | 30 | 100 | 100 | 0 | 0 | 0 | 0 | 1.5 | 13.34% | 0
11 | 20 | 18 | 30 | 100 | 100 | 0 | 0 | 0 | 0 | 1.5 | 13.34% | 0
11 | 20 | 19 | 30 | 100 | 100 | 0 | 0 | 0 | 0 | 1.5 | 13.34% | 0
11 | 20 | 20 | 30 | 100 | 100 | 0 | 0 | 0 | 0 | 1.5 | 13.34% | 0
11 | 20 | 21 | 30 | 100 | 100 | 0 | 0 | 0 | 0 | 1.5 | 13.34% | 0
11 | 20 | 22 | 30 | 100 | 100 | 0 | 0 | 0 | 0 | 1.5 | 13.34% | 0
11 | 20 | 23 | 30 | 100 | 100 | 0 | 0 | 0 | 0 | 1.5 | 13.34% | 0
11 | 21 | 0 | 30 | 100 | 100 | 0 | 0 | 0 | 0 | 1.5 | 13.34% | 0
11 | 21 | 1 | 30 | 100 | 100 | 0 | 0 | 0 | 0 | 1.5 | 13.34% | 0
11 | 21 | 2 | 30 | 100 | 100 | 0 | 0 | 0 | 0 | 1.5 | 13.34% | 0
11 | 21 | 3 | 30 | 100 | 100 | 0 | 0 | 0 | 0 | 1.5 | 13.34% | 0
11 | 21 | 4 | 30 | 100 | 100 | 0 | 0 | 0 | 0 | 1.5 | 13.34% | 0
11 | 21 | 5 | 30 | 100 | 100 | 0 | 0 | 0 | 0 | 1.5 | 13.34% | 0
11 | 21 | 6 | 30 | 100 | 100 | 0 | 0 | 0 | 0 | 1.5 | 13.34% | 0
11 | 21 | 7 | 30 | 11.606 | 19.7152 | 0.050607 | -0.0098 | -0.00014807 | -0.00074 | 1.5 | 13.34% | 8.1092
11 | 21 | 8 | 30 | 32.694 | 45.9086 | 0.081546 | -0.03666 | -0.00053227 | -0.00266 | 1.5 | 13.34% | 13.2146
11 | 21 | 9 | 30 | 48.808 | 57.9353 | 0.11988 | -0.06841 | -0.00066033 | -0.0033 | 1.5 | 13.34% | 9.1273
11 | 21 | 10 | 30 | 58.358 | 59.526 | 0.14426 | -0.08464 | -0.00077239 | -0.00386 | 1.5 | 13.34% | 1.168
11 | 21 | 11 | 30 | 67.579 | 62.3274 | 0.15498 | -0.09526 | -0.00082241 | -0.00411 | 1.5 | 13.34% | 5.2516
11 | 21 | 12 | 30 | 63.066 | 62.5824 | 0.15008 | -0.09258 | -0.00082641 | -0.00413 | 1.5 | 13.34% | 0.48364
11 | 21 | 13 | 30 | 54.276 | 58.9086 | 0.1301 | -0.0754 | -0.00078039 | -0.0039 | 1.5 | 13.34% | 4.6326
11 | 21 | 14 | 30 | 42.938 | 56.829 | 0.096476 | -0.05375 | -0.00068634 | -0.00343 | 1.5 | 13.34% | 13.891
11 | 21 | 15 | 30 | 21.321 | 45.4892 | 0.044637 | -0.01942 | -0.0006083 | -0.00304 | 1.5 | 13.34% | 24.1682
11 | 21 | 16 | 30 | 5.595 | 7.2611 | 0.001005 | 0 | -6.8034e-05 | -0.00034 | 1.5 | 13.34% | 1.6661
11 | 21 | 17 | 30 | 100 | 100 | 0 | 0 | 0 | 0 | 1.5 | 13.34% | 0
11 | 21 | 18 | 30 | 100 | 100 | 0 | 0 | 0 | 0 | 1.5 | 13.34% | 0
11 | 21 | 19 | 30 | 100 | 100 | 0 | 0 | 0 | 0 | 1.5 | 13.34% | 0
11 | 21 | 20 | 30 | 100 | 100 | 0 | 0 | 0 | 0 | 1.5 | 13.34% | 0
11 | 21 | 21 | 30 | 100 | 100 | 0 | 0 | 0 | 0 | 1.5 | 13.34% | 0
11 | 21 | 22 | 30 | 100 | 100 | 0 | 0 | 0 | 0 | 1.5 | 13.34% | 0
11 | 21 | 23 | 30 | 100 | 100 | 0 | 0 | 0 | 0 | 1.5 | 13.34% | 0
11 | 22 | 0 | 30 | 100 | 100 | 0 | 0 | 0 | 0 | 1.5 | 13.34% | 0
11 | 22 | 1 | 30 | 100 | 100 | 0 | 0 | 0 | 0 | 1.5 | 13.34% | 0
11 | 22 | 2 | 30 | 100 | 100 | 0 | 0 | 0 | 0 | 1.5 | 13.34% | 0
11 | 22 | 3 | 30 | 100 | 100 | 0 | 0 | 0 | 0 | 1.5 | 13.34% | 0
11 | 22 | 4 | 30 | 100 | 100 | 0 | 0 | 0 | 0 | 1.5 | 13.34% | 0
11 | 22 | 5 | 30 | 100 | 100 | 0 | 0 | 0 | 0 | 1.5 | 13.34% | 0
11 | 22 | 6 | 30 | 100 | 100 | 0 | 0 | 0 | 0 | 1.5 | 13.34% | 0
11 | 22 | 7 | 30 | 11.784 | 19.9675 | 0.056596 | -0.0112 | -8.4042e-05 | -0.00042 | 1.5 | 13.34% | 8.1835
11 | 22 | 8 | 30 | 32.926 | 44.7329 | 0.074201 | -0.03228 | -0.00063031 | -0.00315 | 1.5 | 13.34% | 11.8069
11 | 22 | 9 | 30 | 49.26 | 54.6895 | 0.10094 | -0.05369 | -0.00097849 | -0.00489 | 1.5 | 13.34% | 5.4295
11 | 22 | 10 | 30 | 58.801 | 61.7588 | 0.16375 | -0.10046 | -0.00041421 | -0.00207 | 1.5 | 13.34% | 2.9578
11 | 22 | 11 | 30 | 68.02 | 61.3684 | 0.1474 | -0.08892 | -0.00095248 | -0.00476 | 1.5 | 13.34% | 6.6516
11 | 22 | 12 | 30 | 63.693 | 65.0187 | 0.17073 | -0.11027 | -0.00044622 | -0.00223 | 1.5 | 13.34% | 1.3257
11 | 22 | 13 | 30 | 54.735 | 61.2204 | 0.14801 | -0.08988 | -0.00045423 | -0.00227 | 1.5 | 13.34% | 6.4854
11 | 22 | 14 | 30 | 43.448 | 31.6557 | 0.037058 | -0.00985 | -0.0014287 | -0.00714 | 1.5 | 13.34% | 11.7923
11 | 22 | 15 | 30 | 21.708 | 36.0009 | 0.027425 | -0.00885 | -0.00075238 | -0.00376 | 1.5 | 13.34% | 14.2929
11 | 22 | 16 | 30 | 5.829 | 7.0325 | 0.000335 | 0 | -2.2011e-05 | -0.00011 | 1.5 | 13.34% | 1.2035
11 | 22 | 17 | 30 | 100 | 100 | 0 | 0 | 0 | 0 | 1.5 | 13.34% | 0
11 | 22 | 18 | 30 | 100 | 100 | 0 | 0 | 0 | 0 | 1.5 | 13.34% | 0
11 | 22 | 19 | 30 | 100 | 100 | 0 | 0 | 0 | 0 | 1.5 | 13.34% | 0
11 | 22 | 20 | 30 | 100 | 100 | 0 | 0 | 0 | 0 | 1.5 | 13.34% | 0
11 | 22 | 21 | 30 | 100 | 100 | 0 | 0 | 0 | 0 | 1.5 | 13.34% | 0
11 | 22 | 22 | 30 | 100 | 100 | 0 | 0 | 0 | 0 | 1.5 | 13.34% | 0
11 | 22 | 23 | 30 | 100 | 100 | 0 | 0 | 0 | 0 | 1.5 | 13.34% | 0
11 | 23 | 0 | 30 | 100 | 100 | 0 | 0 | 0 | 0 | 1.5 | 13.34% | 0
11 | 23 | 1 | 30 | 100 | 100 | 0 | 0 | 0 | 0 | 1.5 | 13.34% | 0
11 | 23 | 2 | 30 | 100 | 100 | 0 | 0 | 0 | 0 | 1.5 | 13.34% | 0
11 | 23 | 3 | 30 | 100 | 100 | 0 | 0 | 0 | 0 | 1.5 | 13.34% | 0
11 | 23 | 4 | 30 | 100 | 100 | 0 | 0 | 0 | 0 | 1.5 | 13.34% | 0
11 | 23 | 5 | 30 | 100 | 100 | 0 | 0 | 0 | 0 | 1.5 | 13.34% | 0
11 | 23 | 6 | 30 | 100 | 100 | 0 | 0 | 0 | 0 | 1.5 | 13.34% | 0
11 | 23 | 7 | 30 | 11.91 | 7.6198 | 0.002559 | -1.41e-05 | -0.00016808 | -0.00084 | 1.5 | 13.34% | 4.2902
11 | 23 | 8 | 30 | 33.155 | 41.7428 | 0.058754 | -0.02334 | -0.00083642 | -0.00418 | 1.5 | 13.34% | 8.5878
11 | 23 | 9 | 30 | 49.629 | 42.4917 | 0.059826 | -0.02318 | -0.0015728 | -0.00786 | 1.5 | 13.34% | 7.1373
11 | 23 | 10 | 30 | 59.296 | 55.0451 | 0.11241 | -0.05981 | -0.0013327 | -0.00666 | 1.5 | 13.34% | 4.2509
11 | 23 | 11 | 30 | 68.498 | 60.5291 | 0.13626 | -0.08063 | -0.0011506 | -0.00575 | 1.5 | 13.34% | 7.9689
11 | 23 | 12 | 30 | 64.219 | 61.6255 | 0.13211 | -0.07957 | -0.0011406 | -0.0057 | 1.5 | 13.34% | 2.5935
11 | 23 | 13 | 30 | 55.209 | 54.8272 | 0.10335 | -0.05474 | -0.0012426 | -0.00621 | 1.5 | 13.34% | 0.3818
11 | 23 | 14 | 30 | 43.837 | 53.2611 | 0.077825 | -0.03996 | -0.00097249 | -0.00486 | 1.5 | 13.34% | 9.4241
11 | 23 | 15 | 30 | 22.102 | 48.5128 | 0.048961 | -0.02295 | -0.00054027 | -0.0027 | 1.5 | 13.34% | 26.4108
11 | 23 | 16 | 30 | 6.04 | 7.0325 | 0.000335 | 0 | -2.2011e-05 | -0.00011 | 1.5 | 13.34% | 0.99252
11 | 23 | 17 | 30 | 100 | 100 | 0 | 0 | 0 | 0 | 1.5 | 13.34% | 0
11 | 23 | 18 | 30 | 100 | 100 | 0 | 0 | 0 | 0 | 1.5 | 13.34% | 0
11 | 23 | 19 | 30 | 100 | 100 | 0 | 0 | 0 | 0 | 1.5 | 13.34% | 0
11 | 23 | 20 | 30 | 100 | 100 | 0 | 0 | 0 | 0 | 1.5 | 13.34% | 0
11 | 23 | 21 | 30 | 100 | 100 | 0 | 0 | 0 | 0 | 1.5 | 13.34% | 0
11 | 23 | 22 | 30 | 100 | 100 | 0 | 0 | 0 | 0 | 1.5 | 13.34% | 0
11 | 23 | 23 | 30 | 100 | 100 | 0 | 0 | 0 | 0 | 1.5 | 13.34% | 0
11 | 24 | 0 | 30 | 100 | 100 | 0 | 0 | 0 | 0 | 1.5 | 13.34% | 0
11 | 24 | 1 | 30 | 100 | 100 | 0 | 0 | 0 | 0 | 1.5 | 13.34% | 0
11 | 24 | 2 | 30 | 100 | 100 | 0 | 0 | 0 | 0 | 1.5 | 13.34% | 0
11 | 24 | 3 | 30 | 100 | 100 | 0 | 0 | 0 | 0 | 1.5 | 13.34% | 0
11 | 24 | 4 | 30 | 100 | 100 | 0 | 0 | 0 | 0 | 1.5 | 13.34% | 0
11 | 24 | 5 | 30 | 100 | 100 | 0 | 0 | 0 | 0 | 1.5 | 13.34% | 0
11 | 24 | 6 | 30 | 100 | 100 | 0 | 0 | 0 | 0 | 1.5 | 13.34% | 0
11 | 24 | 7 | 30 | 12.063 | 7.7811 | 0.002756 | -2.25e-05 | -0.00017809 | -0.00089 | 1.5 | 13.34% | 4.2819
11 | 24 | 8 | 30 | 33.359 | 13.4162 | 0.018015 | -0.00123 | -0.0010465 | -0.00523 | 1.5 | 13.34% | 19.9428
11 | 24 | 9 | 30 | 50.026 | 38.1942 | 0.051757 | -0.01752 | -0.0016268 | -0.00813 | 1.5 | 13.34% | 11.8318
11 | 24 | 10 | 30 | 59.63 | 12.6558 | 0.027747 | -0.0016 | -0.0016968 | -0.00848 | 1.5 | 13.34% | 46.9742
11 | 24 | 11 | 30 | 68.932 | 8.8889 | 0.017484 | -0.00031 | -0.0011426 | -0.00571 | 1.5 | 13.34% | 60.0431
11 | 24 | 12 | 30 | 64.739 | 11.4301 | 0.024411 | -0.00108 | -0.0015348 | -0.00767 | 1.5 | 13.34% | 53.3089
11 | 24 | 13 | 30 | 55.664 | 11.3394 | 0.021532 | -0.00094 | -0.0013487 | -0.00674 | 1.5 | 13.34% | 44.3246
11 | 24 | 14 | 30 | 44.381 | 7.7026 | 0.008073 | -4.21e-05 | -0.00053827 | -0.00269 | 1.5 | 13.34% | 36.6784
11 | 24 | 15 | 30 | 22.477 | 12.3179 | 0.009458 | -0.00052 | -0.00057429 | -0.00287 | 1.5 | 13.34% | 10.1591
11 | 24 | 16 | 30 | 6.258 | 7.0325 | 0.00067 | 0 | -4.4022e-05 | -0.00022 | 1.5 | 13.34% | 0.77452
11 | 24 | 17 | 30 | 100 | 100 | 0 | 0 | 0 | 0 | 1.5 | 13.34% | 0
11 | 24 | 18 | 30 | 100 | 100 | 0 | 0 | 0 | 0 | 1.5 | 13.34% | 0
11 | 24 | 19 | 30 | 100 | 100 | 0 | 0 | 0 | 0 | 1.5 | 13.34% | 0
11 | 24 | 20 | 30 | 100 | 100 | 0 | 0 | 0 | 0 | 1.5 | 13.34% | 0
11 | 24 | 21 | 30 | 100 | 100 | 0 | 0 | 0 | 0 | 1.5 | 13.34% | 0
11 | 24 | 22 | 30 | 100 | 100 | 0 | 0 | 0 | 0 | 1.5 | 13.34% | 0
11 | 24 | 23 | 30 | 100 | 100 | 0 | 0 | 0 | 0 | 1.5 | 13.34% | 0
11 | 25 | 0 | 30 | 100 | 100 | 0 | 0 | 0 | 0 | 1.5 | 13.34% | 0
11 | 25 | 1 | 30 | 100 | 100 | 0 | 0 | 0 | 0 | 1.5 | 13.34% | 0
11 | 25 | 2 | 30 | 100 | 100 | 0 | 0 | 0 | 0 | 1.5 | 13.34% | 0
11 | 25 | 3 | 30 | 100 | 100 | 0 | 0 | 0 | 0 | 1.5 | 13.34% | 0
11 | 25 | 4 | 30 | 100 | 100 | 0 | 0 | 0 | 0 | 1.5 | 13.34% | 0
11 | 25 | 5 | 30 | 100 | 100 | 0 | 0 | 0 | 0 | 1.5 | 13.34% | 0
11 | 25 | 6 | 30 | 100 | 100 | 0 | 0 | 0 | 0 | 1.5 | 13.34% | 0
11 | 25 | 7 | 30 | 12.178 | 100 | 0 | 0 | 0 | 0 | 1.5 | 13.34% | 87.822
11 | 25 | 8 | 30 | 33.471 | 12.3956 | 0.015022 | -0.00085 | -0.00090045 | -0.0045 | 1.5 | 13.34% | 21.0754
11 | 25 | 9 | 30 | 50.35 | 7.9042 | 0.010107 | -7.34e-05 | -0.00067234 | -0.00336 | 1.5 | 13.34% | 42.4458
11 | 25 | 10 | 30 | 60.053 | 63.6722 | 0.16499 | -0.10446 | -0.00036218 | -0.00181 | 1.5 | 13.34% | 3.6192
11 | 25 | 11 | 30 | 69.41 | 66.7555 | 0.17707 | -0.11756 | -0.00038619 | -0.00193 | 1.5 | 13.34% | 2.6545
11 | 25 | 12 | 30 | 65.226 | 67.0533 | 0.17119 | -0.1141 | -0.00041221 | -0.00206 | 1.5 | 13.34% | 1.8273
11 | 25 | 13 | 30 | 56.231 | 10.7634 | 0.019508 | -0.00073 | -0.0012366 | -0.00618 | 1.5 | 13.34% | 45.4676
11 | 25 | 14 | 30 | 44.813 | 51.6026 | 0.068193 | -0.03353 | -0.0010945 | -0.00547 | 1.5 | 13.34% | 6.7896
11 | 25 | 15 | 30 | 22.813 | 51.3113 | 0.056206 | -0.02818 | -0.00043622 | -0.00218 | 1.5 | 13.34% | 28.4983
11 | 25 | 16 | 30 | 6.473 | 7.0325 | 0.00067 | 0 | -4.4022e-05 | -0.00022 | 1.5 | 13.34% | 0.55952
11 | 25 | 17 | 30 | 100 | 100 | 0 | 0 | 0 | 0 | 1.5 | 13.34% | 0
11 | 25 | 18 | 30 | 100 | 100 | 0 | 0 | 0 | 0 | 1.5 | 13.34% | 0
11 | 25 | 19 | 30 | 100 | 100 | 0 | 0 | 0 | 0 | 1.5 | 13.34% | 0
11 | 25 | 20 | 30 | 100 | 100 | 0 | 0 | 0 | 0 | 1.5 | 13.34% | 0
11 | 25 | 21 | 30 | 100 | 100 | 0 | 0 | 0 | 0 | 1.5 | 13.34% | 0
11 | 25 | 22 | 30 | 100 | 100 | 0 | 0 | 0 | 0 | 1.5 | 13.34% | 0
11 | 25 | 23 | 30 | 100 | 100 | 0 | 0 | 0 | 0 | 1.5 | 13.34% | 0
11 | 26 | 0 | 30 | 100 | 100 | 0 | 0 | 0 | 0 | 1.5 | 13.34% | 0
11 | 26 | 1 | 30 | 100 | 100 | 0 | 0 | 0 | 0 | 1.5 | 13.34% | 0
11 | 26 | 2 | 30 | 100 | 100 | 0 | 0 | 0 | 0 | 1.5 | 13.34% | 0
11 | 26 | 3 | 30 | 100 | 100 | 0 | 0 | 0 | 0 | 1.5 | 13.34% | 0
11 | 26 | 4 | 30 | 100 | 100 | 0 | 0 | 0 | 0 | 1.5 | 13.34% | 0
11 | 26 | 5 | 30 | 100 | 100 | 0 | 0 | 0 | 0 | 1.5 | 13.34% | 0
11 | 26 | 6 | 30 | 100 | 100 | 0 | 0 | 0 | 0 | 1.5 | 13.34% | 0
11 | 26 | 7 | 30 | 12.29 | 100 | 0 | 0 | 0 | 0 | 1.5 | 13.34% | 87.71
11 | 26 | 8 | 30 | 33.653 | 50.7787 | 0.096017 | -0.04837 | -0.00025613 | -0.00128 | 1.5 | 13.34% | 17.1257
11 | 26 | 9 | 30 | 50.623 | 62.3042 | 0.13452 | -0.08324 | -0.00035218 | -0.00176 | 1.5 | 13.34% | 11.6812
11 | 26 | 10 | 30 | 60.461 | 63.5715 | 0.16331 | -0.1032 | -0.00037819 | -0.00189 | 1.5 | 13.34% | 3.1105
11 | 26 | 11 | 30 | 69.747 | 66.6554 | 0.17537 | -0.11622 | -0.0004042 | -0.00202 | 1.5 | 13.34% | 3.0916
11 | 26 | 12 | 30 | 65.715 | 66.9639 | 0.16988 | -0.11305 | -0.00042421 | -0.00212 | 1.5 | 13.34% | 1.2489
11 | 26 | 13 | 30 | 56.727 | 55.7092 | 0.10024 | -0.05388 | -0.0012606 | -0.0063 | 1.5 | 13.34% | 1.0178
11 | 26 | 14 | 30 | 45.219 | 56.1977 | 0.082922 | -0.04525 | -0.00086443 | -0.00432 | 1.5 | 13.34% | 10.9787
11 | 26 | 15 | 30 | 23.154 | 50.7132 | 0.053648 | -0.02651 | -0.00046223 | -0.00231 | 1.5 | 13.34% | 27.5592
11 | 26 | 16 | 30 | 6.694 | 100 | 0 | 0 | 0 | 0 | 1.5 | 13.34% | 93.306
11 | 26 | 17 | 30 | 100 | 100 | 0 | 0 | 0 | 0 | 1.5 | 13.34% | 0
11 | 26 | 18 | 30 | 100 | 100 | 0 | 0 | 0 | 0 | 1.5 | 13.34% | 0
11 | 26 | 19 | 30 | 100 | 100 | 0 | 0 | 0 | 0 | 1.5 | 13.34% | 0
11 | 26 | 20 | 30 | 100 | 100 | 0 | 0 | 0 | 0 | 1.5 | 13.34% | 0
11 | 26 | 21 | 30 | 100 | 100 | 0 | 0 | 0 | 0 | 1.5 | 13.34% | 0
11 | 26 | 22 | 30 | 100 | 100 | 0 | 0 | 0 | 0 | 1.5 | 13.34% | 0
11 | 26 | 23 | 30 | 100 | 100 | 0 | 0 | 0 | 0 | 1.5 | 13.34% | 0
11 | 27 | 0 | 30 | 100 | 100 | 0 | 0 | 0 | 0 | 1.5 | 13.34% | 0
11 | 27 | 1 | 30 | 100 | 100 | 0 | 0 | 0 | 0 | 1.5 | 13.34% | 0
11 | 27 | 2 | 30 | 100 | 100 | 0 | 0 | 0 | 0 | 1.5 | 13.34% | 0
11 | 27 | 3 | 30 | 100 | 100 | 0 | 0 | 0 | 0 | 1.5 | 13.34% | 0
11 | 27 | 4 | 30 | 100 | 100 | 0 | 0 | 0 | 0 | 1.5 | 13.34% | 0
11 | 27 | 5 | 30 | 100 | 100 | 0 | 0 | 0 | 0 | 1.5 | 13.34% | 0
11 | 27 | 6 | 30 | 100 | 100 | 0 | 0 | 0 | 0 | 1.5 | 13.34% | 0
11 | 27 | 7 | 30 | 12.39 | 100 | 0 | 0 | 0 | 0 | 1.5 | 13.34% | 87.61
11 | 27 | 8 | 30 | 33.747 | 50.5526 | 0.093338 | -0.04676 | -0.00028214 | -0.00141 | 1.5 | 13.34% | 16.8056
11 | 27 | 9 | 30 | 51.011 | 63.2114 | 0.13576 | -0.08529 | -0.00032216 | -0.00161 | 1.5 | 13.34% | 12.2004
11 | 27 | 10 | 30 | 60.793 | 59.1677 | 0.12347 | -0.07136 | -0.0010645 | -0.00532 | 1.5 | 13.34% | 1.6253
11 | 27 | 11 | 30 | 70.245 | 67.4502 | 0.17362 | -0.1164 | -0.00042221 | -0.00211 | 1.5 | 13.34% | 2.7948
11 | 27 | 12 | 30 | 66.276 | 68.9526 | 0.17088 | -0.11715 | -0.0004002 | -0.002 | 1.5 | 13.34% | 2.6766
11 | 27 | 13 | 30 | 57.165 | 64.5461 | 0.14723 | -0.09432 | -0.00043222 | -0.00216 | 1.5 | 13.34% | 7.3811
11 | 27 | 14 | 30 | 45.666 | 62.6841 | 0.11336 | -0.07045 | -0.00037419 | -0.00187 | 1.5 | 13.34% | 17.0181
11 | 27 | 15 | 30 | 23.582 | 51.5721 | 0.054505 | -0.02743 | -0.00044822 | -0.00224 | 1.5 | 13.34% | 27.9901
11 | 27 | 16 | 30 | 6.962 | 100 | 0 | 0 | 0 | 0 | 1.5 | 13.34% | 93.038
11 | 27 | 17 | 30 | 100 | 100 | 0 | 0 | 0 | 0 | 1.5 | 13.34% | 0
11 | 27 | 18 | 30 | 100 | 100 | 0 | 0 | 0 | 0 | 1.5 | 13.34% | 0
11 | 27 | 19 | 30 | 100 | 100 | 0 | 0 | 0 | 0 | 1.5 | 13.34% | 0
11 | 27 | 20 | 30 | 100 | 100 | 0 | 0 | 0 | 0 | 1.5 | 13.34% | 0
11 | 27 | 21 | 30 | 100 | 100 | 0 | 0 | 0 | 0 | 1.5 | 13.34% | 0
11 | 27 | 22 | 30 | 100 | 100 | 0 | 0 | 0 | 0 | 1.5 | 13.34% | 0
11 | 27 | 23 | 30 | 100 | 100 | 0 | 0 | 0 | 0 | 1.5 | 13.34% | 0
11 | 28 | 0 | 30 | 100 | 100 | 0 | 0 | 0 | 0 | 1.5 | 13.34% | 0
11 | 28 | 1 | 30 | 100 | 100 | 0 | 0 | 0 | 0 | 1.5 | 13.34% | 0
11 | 28 | 2 | 30 | 100 | 100 | 0 | 0 | 0 | 0 | 1.5 | 13.34% | 0
11 | 28 | 3 | 30 | 100 | 100 | 0 | 0 | 0 | 0 | 1.5 | 13.34% | 0
11 | 28 | 4 | 30 | 100 | 100 | 0 | 0 | 0 | 0 | 1.5 | 13.34% | 0
11 | 28 | 5 | 30 | 100 | 100 | 0 | 0 | 0 | 0 | 1.5 | 13.34% | 0
11 | 28 | 6 | 30 | 100 | 100 | 0 | 0 | 0 | 0 | 1.5 | 13.34% | 0
11 | 28 | 7 | 30 | 12.529 | 100 | 0 | 0 | 0 | 0 | 1.5 | 13.34% | 87.471
11 | 28 | 8 | 30 | 33.891 | 50.8508 | 0.095413 | -0.04815 | -0.00024412 | -0.00122 | 1.5 | 13.34% | 16.9598
11 | 28 | 9 | 30 | 51.295 | 63.0808 | 0.13391 | -0.08392 | -0.00033817 | -0.00169 | 1.5 | 13.34% | 11.7858
11 | 28 | 10 | 30 | 61.158 | 64.4406 | 0.16267 | -0.10422 | -0.00036818 | -0.00184 | 1.5 | 13.34% | 3.2826
11 | 28 | 11 | 30 | 70.657 | 67.5831 | 0.17465 | -0.11737 | -0.0003962 | -0.00198 | 1.5 | 13.34% | 3.0739
11 | 28 | 12 | 30 | 66.69 | 68.8182 | 0.169 | -0.11559 | -0.00042221 | -0.00211 | 1.5 | 13.34% | 2.1282
11 | 28 | 13 | 30 | 57.562 | 64.3516 | 0.14515 | -0.09265 | -0.00046023 | -0.0023 | 1.5 | 13.34% | 6.7896
11 | 28 | 14 | 30 | 46.107 | 61.9909 | 0.10816 | -0.06632 | -0.00045022 | -0.00225 | 1.5 | 13.34% | 15.8839
11 | 28 | 15 | 30 | 23.936 | 50.8923 | 0.051787 | -0.02564 | -0.00047424 | -0.00237 | 1.5 | 13.34% | 26.9563
11 | 28 | 16 | 30 | 7.185 | 100 | 0 | 0 | 0 | 0 | 1.5 | 13.34% | 92.815
11 | 28 | 17 | 30 | 100 | 100 | 0 | 0 | 0 | 0 | 1.5 | 13.34% | 0
11 | 28 | 18 | 30 | 100 | 100 | 0 | 0 | 0 | 0 | 1.5 | 13.34% | 0
11 | 28 | 19 | 30 | 100 | 100 | 0 | 0 | 0 | 0 | 1.5 | 13.34% | 0
11 | 28 | 20 | 30 | 100 | 100 | 0 | 0 | 0 | 0 | 1.5 | 13.34% | 0
11 | 28 | 21 | 30 | 100 | 100 | 0 | 0 | 0 | 0 | 1.5 | 13.34% | 0
11 | 28 | 22 | 30 | 100 | 100 | 0 | 0 | 0 | 0 | 1.5 | 13.34% | 0
11 | 28 | 23 | 30 | 100 | 100 | 0 | 0 | 0 | 0 | 1.5 | 13.34% | 0
11 | 29 | 0 | 30 | 100 | 100 | 0 | 0 | 0 | 0 | 1.5 | 13.34% | 0
11 | 29 | 1 | 30 | 100 | 100 | 0 | 0 | 0 | 0 | 1.5 | 13.34% | 0
11 | 29 | 2 | 30 | 100 | 100 | 0 | 0 | 0 | 0 | 1.5 | 13.34% | 0
11 | 29 | 3 | 30 | 100 | 100 | 0 | 0 | 0 | 0 | 1.5 | 13.34% | 0
11 | 29 | 4 | 30 | 100 | 100 | 0 | 0 | 0 | 0 | 1.5 | 13.34% | 0
11 | 29 | 5 | 30 | 100 | 100 | 0 | 0 | 0 | 0 | 1.5 | 13.34% | 0
11 | 29 | 6 | 30 | 100 | 100 | 0 | 0 | 0 | 0 | 1.5 | 13.34% | 0
11 | 29 | 7 | 30 | 12.669 | 100 | 0 | 0 | 0 | 0 | 1.5 | 13.34% | 87.331
11 | 29 | 8 | 30 | 33.941 | 51.8556 | 0.093236 | -0.04795 | -0.00026213 | -0.00131 | 1.5 | 13.34% | 17.9146
11 | 29 | 9 | 30 | 51.563 | 64.7479 | 0.13562 | -0.08731 | -0.00030415 | -0.00152 | 1.5 | 13.34% | 13.1849
11 | 29 | 10 | 30 | 61.562 | 65.1525 | 0.16085 | -0.10416 | -0.00038619 | -0.00193 | 1.5 | 13.34% | 3.5905
11 | 29 | 11 | 30 | 71.032 | 68.3703 | 0.17281 | -0.11745 | -0.00041621 | -0.00208 | 1.5 | 13.34% | 2.6617
11 | 29 | 12 | 30 | 67.196 | 68.9397 | 0.16994 | -0.11648 | -0.0004002 | -0.002 | 1.5 | 13.34% | 1.7437
11 | 29 | 13 | 30 | 57.948 | 65.3162 | 0.14604 | -0.09466 | -0.00044022 | -0.0022 | 1.5 | 13.34% | 7.3682
11 | 29 | 14 | 30 | 46.463 | 61.39 | 0.099946 | -0.06043 | -0.00057429 | -0.00287 | 1.5 | 13.34% | 14.927
11 | 29 | 15 | 30 | 24.257 | 53.29 | 0.055407 | -0.02887 | -0.00042821 | -0.00214 | 1.5 | 13.34% | 29.033
11 | 29 | 16 | 30 | 7.381 | 100 | 0 | 0 | 0 | 0 | 1.5 | 13.34% | 92.619
11 | 29 | 17 | 30 | 100 | 100 | 0 | 0 | 0 | 0 | 1.5 | 13.34% | 0
11 | 29 | 18 | 30 | 100 | 100 | 0 | 0 | 0 | 0 | 1.5 | 13.34% | 0
11 | 29 | 19 | 30 | 100 | 100 | 0 | 0 | 0 | 0 | 1.5 | 13.34% | 0
11 | 29 | 20 | 30 | 100 | 100 | 0 | 0 | 0 | 0 | 1.5 | 13.34% | 0
11 | 29 | 21 | 30 | 100 | 100 | 0 | 0 | 0 | 0 | 1.5 | 13.34% | 0
11 | 29 | 22 | 30 | 100 | 100 | 0 | 0 | 0 | 0 | 1.5 | 13.34% | 0
11 | 29 | 23 | 30 | 100 | 100 | 0 | 0 | 0 | 0 | 1.5 | 13.34% | 0
11 | 30 | 0 | 30 | 100 | 100 | 0 | 0 | 0 | 0 | 1.5 | 13.34% | 0
11 | 30 | 1 | 30 | 100 | 100 | 0 | 0 | 0 | 0 | 1.5 | 13.34% | 0
11 | 30 | 2 | 30 | 100 | 100 | 0 | 0 | 0 | 0 | 1.5 | 13.34% | 0
11 | 30 | 3 | 30 | 100 | 100 | 0 | 0 | 0 | 0 | 1.5 | 13.34% | 0
11 | 30 | 4 | 30 | 100 | 100 | 0 | 0 | 0 | 0 | 1.5 | 13.34% | 0
11 | 30 | 5 | 30 | 100 | 100 | 0 | 0 | 0 | 0 | 1.5 | 13.34% | 0
11 | 30 | 6 | 30 | 100 | 100 | 0 | 0 | 0 | 0 | 1.5 | 13.34% | 0
11 | 30 | 7 | 30 | 12.772 | 100 | 0 | 0 | 0 | 0 | 1.5 | 13.34% | 87.228
11 | 30 | 8 | 30 | 34.04 | 52.1509 | 0.095289 | -0.04935 | -0.00022611 | -0.00113 | 1.5 | 13.34% | 18.1109
11 | 30 | 9 | 30 | 51.854 | 64.6124 | 0.13369 | -0.08585 | -0.00032216 | -0.00161 | 1.5 | 13.34% | 12.7584
11 | 30 | 10 | 30 | 61.845 | 65.2946 | 0.16189 | -0.10511 | -0.00036018 | -0.0018 | 1.5 | 13.34% | 3.4496
11 | 30 | 11 | 30 | 71.427 | 68.5068 | 0.17377 | -0.11838 | -0.0003942 | -0.00197 | 1.5 | 13.34% | 2.9202
11 | 30 | 12 | 30 | 67.636 | 68.7917 | 0.16797 | -0.11483 | -0.00042621 | -0.00213 | 1.5 | 13.34% | 1.1557
11 | 30 | 13 | 30 | 58.511 | 65.4381 | 0.1469 | -0.09543 | -0.00042221 | -0.00211 | 1.5 | 13.34% | 6.9271
11 | 30 | 14 | 30 | 46.898 | 30.9062 | 0.032893 | -0.00839 | -0.0013567 | -0.00678 | 1.5 | 13.34% | 15.9918
11 | 30 | 15 | 30 | 24.665 | 52.7797 | 0.053255 | -0.02742 | -0.00045022 | -0.00225 | 1.5 | 13.34% | 28.1147
11 | 30 | 16 | 30 | 7.615 | 100 | 0 | 0 | 0 | 0 | 1.5 | 13.34% | 92.385
11 | 30 | 17 | 30 | 100 | 100 | 0 | 0 | 0 | 0 | 1.5 | 13.34% | 0
11 | 30 | 18 | 30 | 100 | 100 | 0 | 0 | 0 | 0 | 1.5 | 13.34% | 0
11 | 30 | 19 | 30 | 100 | 100 | 0 | 0 | 0 | 0 | 1.5 | 13.34% | 0
11 | 30 | 20 | 30 | 100 | 100 | 0 | 0 | 0 | 0 | 1.5 | 13.34% | 0
11 | 30 | 21 | 30 | 100 | 100 | 0 | 0 | 0 | 0 | 1.5 | 13.34% | 0
11 | 30 | 22 | 30 | 100 | 100 | 0 | 0 | 0 | 0 | 1.5 | 13.34% | 0
11 | 30 | 23 | 30 | 100 | 100 | 0 | 0 | 0 | 0 | 1.5 | 13.34% | 0
12 | 1 | 0 | 30 | 100 | 100 | 0 | 0 | 0 | 0 | 1.5 | 13.34% | 0
12 | 1 | 1 | 30 | 100 | 100 | 0 | 0 | 0 | 0 | 1.5 | 13.34% | 0
12 | 1 | 2 | 30 | 100 | 100 | 0 | 0 | 0 | 0 | 1.5 | 13.34% | 0
12 | 1 | 3 | 30 | 100 | 100 | 0 | 0 | 0 | 0 | 1.5 | 13.34% | 0
12 | 1 | 4 | 30 | 100 | 100 | 0 | 0 | 0 | 0 | 1.5 | 13.34% | 0
12 | 1 | 5 | 30 | 100 | 100 | 0 | 0 | 0 | 0 | 1.5 | 13.34% | 0
12 | 1 | 6 | 30 | 100 | 100 | 0 | 0 | 0 | 0 | 1.5 | 13.34% | 0
12 | 1 | 7 | 30 | 12.851 | 7.1869 | 0.006864 | 0 | -0.00046023 | -0.0023 | 1.5 | 13.34% | 5.6641
12 | 1 | 8 | 30 | 34.158 | 47.8348 | 0.063641 | -0.02949 | -0.00064432 | -0.00322 | 1.5 | 13.34% | 13.6768
12 | 1 | 9 | 30 | 52.141 | 63.0853 | 0.11498 | -0.07155 | -0.0006043 | -0.00302 | 1.5 | 13.34% | 10.9443
12 | 1 | 10 | 30 | 62.11 | 64.4725 | 0.14597 | -0.09311 | -0.0006083 | -0.00304 | 1.5 | 13.34% | 2.3625
12 | 1 | 11 | 30 | 71.7 | 67.6052 | 0.15665 | -0.10478 | -0.00067033 | -0.00335 | 1.5 | 13.34% | 4.0948
12 | 1 | 12 | 30 | 68.076 | 68.5544 | 0.15707 | -0.10667 | -0.0005983 | -0.00299 | 1.5 | 13.34% | 0.47844
12 | 1 | 13 | 30 | 58.861 | 65.4391 | 0.13953 | -0.09042 | -0.00053627 | -0.00268 | 1.5 | 13.34% | 6.5781
12 | 1 | 14 | 30 | 47.379 | 63.1453 | 0.10088 | -0.0628 | -0.00055228 | -0.00276 | 1.5 | 13.34% | 15.7663
12 | 1 | 15 | 30 | 25.004 | 52.067 | 0.048869 | -0.02469 | -0.00049625 | -0.00248 | 1.5 | 13.34% | 27.063
12 | 1 | 16 | 30 | 7.832 | 7.2216 | 0.001842 | 0 | -0.00012406 | -0.00062 | 1.5 | 13.34% | 0.61044
12 | 1 | 17 | 30 | 100 | 100 | 0 | 0 | 0 | 0 | 1.5 | 13.34% | 0
12 | 1 | 18 | 30 | 100 | 100 | 0 | 0 | 0 | 0 | 1.5 | 13.34% | 0
12 | 1 | 19 | 30 | 100 | 100 | 0 | 0 | 0 | 0 | 1.5 | 13.34% | 0
12 | 1 | 20 | 30 | 100 | 100 | 0 | 0 | 0 | 0 | 1.5 | 13.34% | 0
12 | 1 | 21 | 30 | 100 | 100 | 0 | 0 | 0 | 0 | 1.5 | 13.34% | 0
12 | 1 | 22 | 30 | 100 | 100 | 0 | 0 | 0 | 0 | 1.5 | 13.34% | 0
12 | 1 | 23 | 30 | 100 | 100 | 0 | 0 | 0 | 0 | 1.5 | 13.34% | 0
12 | 2 | 0 | 30 | 100 | 100 | 0 | 0 | 0 | 0 | 1.5 | 13.34% | 0
12 | 2 | 1 | 30 | 100 | 100 | 0 | 0 | 0 | 0 | 1.5 | 13.34% | 0
12 | 2 | 2 | 30 | 100 | 100 | 0 | 0 | 0 | 0 | 1.5 | 13.34% | 0
12 | 2 | 3 | 30 | 100 | 100 | 0 | 0 | 0 | 0 | 1.5 | 13.34% | 0
12 | 2 | 4 | 30 | 100 | 100 | 0 | 0 | 0 | 0 | 1.5 | 13.34% | 0
12 | 2 | 5 | 30 | 100 | 100 | 0 | 0 | 0 | 0 | 1.5 | 13.34% | 0
12 | 2 | 6 | 30 | 100 | 100 | 0 | 0 | 0 | 0 | 1.5 | 13.34% | 0
12 | 2 | 7 | 30 | 12.889 | 7.1963 | 0.007869 | 0 | -0.00052826 | -0.00264 | 1.5 | 13.34% | 5.6927
12 | 2 | 8 | 30 | 34.235 | 50.7186 | 0.077103 | -0.03843 | -0.00044822 | -0.00224 | 1.5 | 13.34% | 16.4836
12 | 2 | 9 | 30 | 52.34 | 63.3394 | 0.11607 | -0.07258 | -0.00057429 | -0.00287 | 1.5 | 13.34% | 10.9994
12 | 2 | 10 | 30 | 62.498 | 64.3324 | 0.1444 | -0.09187 | -0.00062431 | -0.00312 | 1.5 | 13.34% | 1.8344
12 | 2 | 11 | 30 | 71.982 | 67.1304 | 0.15252 | -0.10116 | -0.00073437 | -0.00367 | 1.5 | 13.34% | 4.8516
12 | 2 | 12 | 30 | 68.479 | 68.1403 | 0.15338 | -0.10341 | -0.00065633 | -0.00328 | 1.5 | 13.34% | 0.33873
12 | 2 | 13 | 30 | 59.275 | 65.4965 | 0.13978 | -0.09068 | -0.00052626 | -0.00263 | 1.5 | 13.34% | 6.2215
12 | 2 | 14 | 30 | 47.748 | 63.089 | 0.10042 | -0.06245 | -0.00055428 | -0.00277 | 1.5 | 13.34% | 15.341
12 | 2 | 15 | 30 | 25.336 | 53.5896 | 0.053835 | -0.02818 | -0.00043622 | -0.00218 | 1.5 | 13.34% | 28.2536
12 | 2 | 16 | 30 | 8.057 | 7.1505 | 0.002009 | 0 | -0.00013407 | -0.00067 | 1.5 | 13.34% | 0.9065
12 | 2 | 17 | 30 | 100 | 100 | 0 | 0 | 0 | 0 | 1.5 | 13.34% | 0
12 | 2 | 18 | 30 | 100 | 100 | 0 | 0 | 0 | 0 | 1.5 | 13.34% | 0
12 | 2 | 19 | 30 | 100 | 100 | 0 | 0 | 0 | 0 | 1.5 | 13.34% | 0
12 | 2 | 20 | 30 | 100 | 100 | 0 | 0 | 0 | 0 | 1.5 | 13.34% | 0
12 | 2 | 21 | 30 | 100 | 100 | 0 | 0 | 0 | 0 | 1.5 | 13.34% | 0
12 | 2 | 22 | 30 | 100 | 100 | 0 | 0 | 0 | 0 | 1.5 | 13.34% | 0
12 | 2 | 23 | 30 | 100 | 100 | 0 | 0 | 0 | 0 | 1.5 | 13.34% | 0
12 | 3 | 0 | 30 | 100 | 100 | 0 | 0 | 0 | 0 | 1.5 | 13.34% | 0
12 | 3 | 1 | 30 | 100 | 100 | 0 | 0 | 0 | 0 | 1.5 | 13.34% | 0
12 | 3 | 2 | 30 | 100 | 100 | 0 | 0 | 0 | 0 | 1.5 | 13.34% | 0
12 | 3 | 3 | 30 | 100 | 100 | 0 | 0 | 0 | 0 | 1.5 | 13.34% | 0
12 | 3 | 4 | 30 | 100 | 100 | 0 | 0 | 0 | 0 | 1.5 | 13.34% | 0
12 | 3 | 5 | 30 | 100 | 100 | 0 | 0 | 0 | 0 | 1.5 | 13.34% | 0
12 | 3 | 6 | 30 | 100 | 100 | 0 | 0 | 0 | 0 | 1.5 | 13.34% | 0
12 | 3 | 7 | 30 | 12.953 | 7.223 | 0.005525 | 0 | -0.00037219 | -0.00186 | 1.5 | 13.34% | 5.73
12 | 3 | 8 | 30 | 34.226 | 45.7275 | 0.053267 | -0.02327 | -0.00074637 | -0.00373 | 1.5 | 13.34% | 11.5015
12 | 3 | 9 | 30 | 52.636 | 60.5825 | 0.097087 | -0.05742 | -0.00087043 | -0.00435 | 1.5 | 13.34% | 7.9465
12 | 3 | 10 | 30 | 62.714 | 57.5369 | 0.10268 | -0.05697 | -0.0013387 | -0.00669 | 1.5 | 13.34% | 5.1771
12 | 3 | 11 | 30 | 72.382 | 66.4697 | 0.14268 | -0.09334 | -0.00090045 | -0.0045 | 1.5 | 13.34% | 5.9123
12 | 3 | 12 | 30 | 68.901 | 65.7024 | 0.13162 | -0.08476 | -0.0010365 | -0.00518 | 1.5 | 13.34% | 3.1986
12 | 3 | 13 | 30 | 59.63 | 61.7943 | 0.11188 | -0.06752 | -0.0009985 | -0.00499 | 1.5 | 13.34% | 2.1643
12 | 3 | 14 | 30 | 48.18 | 56.28 | 0.070582 | -0.03816 | -0.0010005 | -0.005 | 1.5 | 13.34% | 8.1
12 | 3 | 15 | 30 | 25.709 | 41.0238 | 0.027293 | -0.01024 | -0.00067834 | -0.00339 | 1.5 | 13.34% | 15.3148
12 | 3 | 16 | 30 | 8.262 | 7.2216 | 0.001842 | 0 | -0.00012406 | -0.00062 | 1.5 | 13.34% | 1.0404
12 | 3 | 17 | 30 | 100 | 100 | 0 | 0 | 0 | 0 | 1.5 | 13.34% | 0
12 | 3 | 18 | 30 | 100 | 100 | 0 | 0 | 0 | 0 | 1.5 | 13.34% | 0
12 | 3 | 19 | 30 | 100 | 100 | 0 | 0 | 0 | 0 | 1.5 | 13.34% | 0
12 | 3 | 20 | 30 | 100 | 100 | 0 | 0 | 0 | 0 | 1.5 | 13.34% | 0
12 | 3 | 21 | 30 | 100 | 100 | 0 | 0 | 0 | 0 | 1.5 | 13.34% | 0
12 | 3 | 22 | 30 | 100 | 100 | 0 | 0 | 0 | 0 | 1.5 | 13.34% | 0
12 | 3 | 23 | 30 | 100 | 100 | 0 | 0 | 0 | 0 | 1.5 | 13.34% | 0
12 | 4 | 0 | 30 | 100 | 100 | 0 | 0 | 0 | 0 | 1.5 | 13.34% | 0
12 | 4 | 1 | 30 | 100 | 100 | 0 | 0 | 0 | 0 | 1.5 | 13.34% | 0
12 | 4 | 2 | 30 | 100 | 100 | 0 | 0 | 0 | 0 | 1.5 | 13.34% | 0
12 | 4 | 3 | 30 | 100 | 100 | 0 | 0 | 0 | 0 | 1.5 | 13.34% | 0
12 | 4 | 4 | 30 | 100 | 100 | 0 | 0 | 0 | 0 | 1.5 | 13.34% | 0
12 | 4 | 5 | 30 | 100 | 100 | 0 | 0 | 0 | 0 | 1.5 | 13.34% | 0
12 | 4 | 6 | 30 | 100 | 100 | 0 | 0 | 0 | 0 | 1.5 | 13.34% | 0
12 | 4 | 7 | 30 | 13.034 | 7.2184 | 0.005023 | 0 | -0.00033817 | -0.00169 | 1.5 | 13.34% | 5.8156
12 | 4 | 8 | 30 | 34.215 | 52.2032 | 0.081689 | -0.04209 | -0.00036418 | -0.00182 | 1.5 | 13.34% | 17.9882
12 | 4 | 9 | 30 | 52.765 | 57.2957 | 0.083655 | -0.04625 | -0.0010685 | -0.00534 | 1.5 | 13.34% | 4.5307
12 | 4 | 10 | 30 | 62.97 | 65.5568 | 0.14679 | -0.0953 | -0.00056228 | -0.00281 | 1.5 | 13.34% | 2.5868
12 | 4 | 11 | 30 | 72.586 | 63.3705 | 0.12496 | -0.07721 | -0.0012106 | -0.00605 | 1.5 | 13.34% | 9.2155
12 | 4 | 12 | 30 | 69.421 | 69.0624 | 0.15289 | -0.10449 | -0.00065032 | -0.00325 | 1.5 | 13.34% | 0.35863
12 | 4 | 13 | 30 | 59.95 | 56.9725 | 0.09195 | -0.05031 | -0.0013227 | -0.00661 | 1.5 | 13.34% | 2.9775
12 | 4 | 14 | 30 | 48.525 | 48.0155 | 0.051893 | -0.02311 | -0.0012206 | -0.0061 | 1.5 | 13.34% | 0.50948
12 | 4 | 15 | 30 | 26.011 | 16.0515 | 0.011992 | -0.00114 | -0.00067634 | -0.00338 | 1.5 | 13.34% | 9.9595
12 | 4 | 16 | 30 | 8.453 | 7.2216 | 0.001842 | 0 | -0.00012406 | -0.00062 | 1.5 | 13.34% | 1.2314
12 | 4 | 17 | 30 | 100 | 100 | 0 | 0 | 0 | 0 | 1.5 | 13.34% | 0
12 | 4 | 18 | 30 | 100 | 100 | 0 | 0 | 0 | 0 | 1.5 | 13.34% | 0
12 | 4 | 19 | 30 | 100 | 100 | 0 | 0 | 0 | 0 | 1.5 | 13.34% | 0
12 | 4 | 20 | 30 | 100 | 100 | 0 | 0 | 0 | 0 | 1.5 | 13.34% | 0
12 | 4 | 21 | 30 | 100 | 100 | 0 | 0 | 0 | 0 | 1.5 | 13.34% | 0
12 | 4 | 22 | 30 | 100 | 100 | 0 | 0 | 0 | 0 | 1.5 | 13.34% | 0
12 | 4 | 23 | 30 | 100 | 100 | 0 | 0 | 0 | 0 | 1.5 | 13.34% | 0
12 | 5 | 0 | 30 | 100 | 100 | 0 | 0 | 0 | 0 | 1.5 | 13.34% | 0
12 | 5 | 1 | 30 | 100 | 100 | 0 | 0 | 0 | 0 | 1.5 | 13.34% | 0
12 | 5 | 2 | 30 | 100 | 100 | 0 | 0 | 0 | 0 | 1.5 | 13.34% | 0
12 | 5 | 3 | 30 | 100 | 100 | 0 | 0 | 0 | 0 | 1.5 | 13.34% | 0
12 | 5 | 4 | 30 | 100 | 100 | 0 | 0 | 0 | 0 | 1.5 | 13.34% | 0
12 | 5 | 5 | 30 | 100 | 100 | 0 | 0 | 0 | 0 | 1.5 | 13.34% | 0
12 | 5 | 6 | 30 | 100 | 100 | 0 | 0 | 0 | 0 | 1.5 | 13.34% | 0
12 | 5 | 7 | 30 | 12.987 | 7.2216 | 0.001842 | 0 | -0.00012406 | -0.00062 | 1.5 | 13.34% | 5.7654
12 | 5 | 8 | 30 | 34.202 | 9.5404 | 0.007932 | -0.0002 | -0.00050825 | -0.00254 | 1.5 | 13.34% | 24.6616
12 | 5 | 9 | 30 | 52.983 | 9.8049 | 0.012847 | -0.00035 | -0.00082841 | -0.00414 | 1.5 | 13.34% | 43.1781
12 | 5 | 10 | 30 | 63.218 | 9.7125 | 0.016407 | -0.00043 | -0.0010605 | -0.0053 | 1.5 | 13.34% | 53.5055
12 | 5 | 11 | 30 | 72.851 | 11.1394 | 0.021745 | -0.00089 | -0.0013787 | -0.00689 | 1.5 | 13.34% | 61.7116
12 | 5 | 12 | 30 | 69.871 | 15.5026 | 0.03289 | -0.00285 | -0.001947 | -0.00973 | 1.5 | 13.34% | 54.3684
12 | 5 | 13 | 30 | 60.323 | 61.2429 | 0.10876 | -0.06493 | -0.0010405 | -0.0052 | 1.5 | 13.34% | 0.91989
12 | 5 | 14 | 30 | 48.891 | 36.3352 | 0.035897 | -0.01124 | -0.0013227 | -0.00661 | 1.5 | 13.34% | 12.5558
12 | 5 | 15 | 30 | 26.34 | 35.7586 | 0.021561 | -0.00677 | -0.00069235 | -0.00346 | 1.5 | 13.34% | 9.4186
12 | 5 | 16 | 30 | 8.724 | 7.0325 | 0.00067 | 0 | -4.4022e-05 | -0.00022 | 1.5 | 13.34% | 1.6915
12 | 5 | 17 | 30 | 100 | 100 | 0 | 0 | 0 | 0 | 1.5 | 13.34% | 0
12 | 5 | 18 | 30 | 100 | 100 | 0 | 0 | 0 | 0 | 1.5 | 13.34% | 0
12 | 5 | 19 | 30 | 100 | 100 | 0 | 0 | 0 | 0 | 1.5 | 13.34% | 0
12 | 5 | 20 | 30 | 100 | 100 | 0 | 0 | 0 | 0 | 1.5 | 13.34% | 0
12 | 5 | 21 | 30 | 100 | 100 | 0 | 0 | 0 | 0 | 1.5 | 13.34% | 0
12 | 5 | 22 | 30 | 100 | 100 | 0 | 0 | 0 | 0 | 1.5 | 13.34% | 0
12 | 5 | 23 | 30 | 100 | 100 | 0 | 0 | 0 | 0 | 1.5 | 13.34% | 0
12 | 6 | 0 | 30 | 100 | 100 | 0 | 0 | 0 | 0 | 1.5 | 13.34% | 0
12 | 6 | 1 | 30 | 100 | 100 | 0 | 0 | 0 | 0 | 1.5 | 13.34% | 0
12 | 6 | 2 | 30 | 100 | 100 | 0 | 0 | 0 | 0 | 1.5 | 13.34% | 0
12 | 6 | 3 | 30 | 100 | 100 | 0 | 0 | 0 | 0 | 1.5 | 13.34% | 0
12 | 6 | 4 | 30 | 100 | 100 | 0 | 0 | 0 | 0 | 1.5 | 13.34% | 0
12 | 6 | 5 | 30 | 100 | 100 | 0 | 0 | 0 | 0 | 1.5 | 13.34% | 0
12 | 6 | 6 | 30 | 100 | 100 | 0 | 0 | 0 | 0 | 1.5 | 13.34% | 0
12 | 6 | 7 | 30 | 13.052 | 7.196 | 0.002176 | 0 | -0.00014607 | -0.00073 | 1.5 | 13.34% | 5.856
12 | 6 | 8 | 30 | 34.221 | 9.6181 | 0.007758 | -0.0002 | -0.00049825 | -0.00249 | 1.5 | 13.34% | 24.6029
12 | 6 | 9 | 30 | 53.16 | 9.8816 | 0.012855 | -0.00036 | -0.00082841 | -0.00414 | 1.5 | 13.34% | 43.2784
12 | 6 | 10 | 30 | 63.419 | 11.0336 | 0.019705 | -0.00079 | -0.0012466 | -0.00623 | 1.5 | 13.34% | 52.3854
12 | 6 | 11 | 30 | 73.093 | 11.1308 | 0.021571 | -0.00088 | -0.0013687 | -0.00684 | 1.5 | 13.34% | 61.9622
12 | 6 | 12 | 30 | 70.115 | 12.8791 | 0.025727 | -0.00152 | -0.0015888 | -0.00794 | 1.5 | 13.34% | 57.2359
12 | 6 | 13 | 30 | 60.736 | 12.7723 | 0.022465 | -0.00131 | -0.0013827 | -0.00691 | 1.5 | 13.34% | 47.9637
12 | 6 | 14 | 30 | 49.163 | 11.3729 | 0.013555 | -0.00059 | -0.00085443 | -0.00427 | 1.5 | 13.34% | 37.7901
12 | 6 | 15 | 30 | 26.648 | 13.0659 | 0.008635 | -0.00054 | -0.00052026 | -0.0026 | 1.5 | 13.34% | 13.5821
12 | 6 | 16 | 30 | 8.877 | 7.0325 | 0.00067 | 0 | -4.4022e-05 | -0.00022 | 1.5 | 13.34% | 1.8445
12 | 6 | 17 | 30 | 100 | 100 | 0 | 0 | 0 | 0 | 1.5 | 13.34% | 0
12 | 6 | 18 | 30 | 100 | 100 | 0 | 0 | 0 | 0 | 1.5 | 13.34% | 0
12 | 6 | 19 | 30 | 100 | 100 | 0 | 0 | 0 | 0 | 1.5 | 13.34% | 0
12 | 6 | 20 | 30 | 100 | 100 | 0 | 0 | 0 | 0 | 1.5 | 13.34% | 0
12 | 6 | 21 | 30 | 100 | 100 | 0 | 0 | 0 | 0 | 1.5 | 13.34% | 0
12 | 6 | 22 | 30 | 100 | 100 | 0 | 0 | 0 | 0 | 1.5 | 13.34% | 0
12 | 6 | 23 | 30 | 100 | 100 | 0 | 0 | 0 | 0 | 1.5 | 13.34% | 0
12 | 7 | 0 | 30 | 100 | 100 | 0 | 0 | 0 | 0 | 1.5 | 13.34% | 0
12 | 7 | 1 | 30 | 100 | 100 | 0 | 0 | 0 | 0 | 1.5 | 13.34% | 0
12 | 7 | 2 | 30 | 100 | 100 | 0 | 0 | 0 | 0 | 1.5 | 13.34% | 0
12 | 7 | 3 | 30 | 100 | 100 | 0 | 0 | 0 | 0 | 1.5 | 13.34% | 0
12 | 7 | 4 | 30 | 100 | 100 | 0 | 0 | 0 | 0 | 1.5 | 13.34% | 0
12 | 7 | 5 | 30 | 100 | 100 | 0 | 0 | 0 | 0 | 1.5 | 13.34% | 0
12 | 7 | 6 | 30 | 100 | 100 | 0 | 0 | 0 | 0 | 1.5 | 13.34% | 0
12 | 7 | 7 | 30 | 13.052 | 7.199 | 0.003516 | 0 | -0.00023612 | -0.00118 | 1.5 | 13.34% | 5.853
12 | 7 | 8 | 30 | 34.233 | 22.8859 | 0.019331 | -0.00332 | -0.00089845 | -0.00449 | 1.5 | 13.34% | 11.3471
12 | 7 | 9 | 30 | 53.298 | 30.5929 | 0.034705 | -0.00866 | -0.0014987 | -0.00749 | 1.5 | 13.34% | 22.7051
12 | 7 | 10 | 30 | 63.632 | 11.9907 | 0.021957 | -0.0011 | -0.0013687 | -0.00684 | 1.5 | 13.34% | 51.6413
12 | 7 | 11 | 30 | 73.375 | 59.5444 | 0.10199 | -0.05822 | -0.0015728 | -0.00786 | 1.5 | 13.34% | 13.8306
12 | 7 | 12 | 30 | 70.569 | 47.7961 | 0.070915 | -0.03102 | -0.001945 | -0.00972 | 1.5 | 13.34% | 22.7729
12 | 7 | 13 | 30 | 61.032 | 64.5735 | 0.12165 | -0.07722 | -0.0008104 | -0.00405 | 1.5 | 13.34% | 3.5415
12 | 7 | 14 | 30 | 49.486 | 56.4568 | 0.06878 | -0.03725 | -0.0010105 | -0.00505 | 1.5 | 13.34% | 6.9708
12 | 7 | 15 | 30 | 27.015 | 41.4389 | 0.025782 | -0.00973 | -0.00067434 | -0.00337 | 1.5 | 13.34% | 14.4239
12 | 7 | 16 | 30 | 9.119 | 7.2216 | 0.001842 | 0 | -0.00012406 | -0.00062 | 1.5 | 13.34% | 1.8974
12 | 7 | 17 | 30 | 100 | 100 | 0 | 0 | 0 | 0 | 1.5 | 13.34% | 0
12 | 7 | 18 | 30 | 100 | 100 | 0 | 0 | 0 | 0 | 1.5 | 13.34% | 0
12 | 7 | 19 | 30 | 100 | 100 | 0 | 0 | 0 | 0 | 1.5 | 13.34% | 0
12 | 7 | 20 | 30 | 100 | 100 | 0 | 0 | 0 | 0 | 1.5 | 13.34% | 0
12 | 7 | 21 | 30 | 100 | 100 | 0 | 0 | 0 | 0 | 1.5 | 13.34% | 0
12 | 7 | 22 | 30 | 100 | 100 | 0 | 0 | 0 | 0 | 1.5 | 13.34% | 0
12 | 7 | 23 | 30 | 100 | 100 | 0 | 0 | 0 | 0 | 1.5 | 13.34% | 0
12 | 8 | 0 | 30 | 100 | 100 | 0 | 0 | 0 | 0 | 1.5 | 13.34% | 0
12 | 8 | 1 | 30 | 100 | 100 | 0 | 0 | 0 | 0 | 1.5 | 13.34% | 0
12 | 8 | 2 | 30 | 100 | 100 | 0 | 0 | 0 | 0 | 1.5 | 13.34% | 0
12 | 8 | 3 | 30 | 100 | 100 | 0 | 0 | 0 | 0 | 1.5 | 13.34% | 0
12 | 8 | 4 | 30 | 100 | 100 | 0 | 0 | 0 | 0 | 1.5 | 13.34% | 0
12 | 8 | 5 | 30 | 100 | 100 | 0 | 0 | 0 | 0 | 1.5 | 13.34% | 0
12 | 8 | 6 | 30 | 100 | 100 | 0 | 0 | 0 | 0 | 1.5 | 13.34% | 0
12 | 8 | 7 | 30 | 13.052 | 7.1505 | 0.002009 | 0 | -0.00013407 | -0.00067 | 1.5 | 13.34% | 5.9015
12 | 8 | 8 | 30 | 34.222 | 12.8214 | 0.01205 | -0.00073 | -0.00072236 | -0.00361 | 1.5 | 13.34% | 21.4006
12 | 8 | 9 | 30 | 53.533 | 12.5893 | 0.017732 | -0.001 | -0.0010945 | -0.00547 | 1.5 | 13.34% | 40.9437
12 | 8 | 10 | 30 | 63.833 | 19.0408 | 0.034145 | -0.00426 | -0.0018829 | -0.00941 | 1.5 | 13.34% | 44.7922
12 | 8 | 11 | 30 | 73.56 | 61.068 | 0.10702 | -0.06297 | -0.0014807 | -0.0074 | 1.5 | 13.34% | 12.492
12 | 8 | 12 | 30 | 70.771 | 12.7176 | 0.024804 | -0.00142 | -0.0015388 | -0.00769 | 1.5 | 13.34% | 58.0534
12 | 8 | 13 | 30 | 61.392 | 44.4061 | 0.059414 | -0.02391 | -0.0017129 | -0.00856 | 1.5 | 13.34% | 16.9859
12 | 8 | 14 | 30 | 49.868 | 40.7485 | 0.040319 | -0.01461 | -0.0012926 | -0.00646 | 1.5 | 13.34% | 9.1195
12 | 8 | 15 | 30 | 27.334 | 50.9071 | 0.040245 | -0.01963 | -0.00056828 | -0.00284 | 1.5 | 13.34% | 23.5731
12 | 8 | 16 | 30 | 9.322 | 7.1505 | 0.002009 | 0 | -0.00013407 | -0.00067 | 1.5 | 13.34% | 2.1715
12 | 8 | 17 | 30 | 100 | 100 | 0 | 0 | 0 | 0 | 1.5 | 13.34% | 0
12 | 8 | 18 | 30 | 100 | 100 | 0 | 0 | 0 | 0 | 1.5 | 13.34% | 0
12 | 8 | 19 | 30 | 100 | 100 | 0 | 0 | 0 | 0 | 1.5 | 13.34% | 0
12 | 8 | 20 | 30 | 100 | 100 | 0 | 0 | 0 | 0 | 1.5 | 13.34% | 0
12 | 8 | 21 | 30 | 100 | 100 | 0 | 0 | 0 | 0 | 1.5 | 13.34% | 0
12 | 8 | 22 | 30 | 100 | 100 | 0 | 0 | 0 | 0 | 1.5 | 13.34% | 0
12 | 8 | 23 | 30 | 100 | 100 | 0 | 0 | 0 | 0 | 1.5 | 13.34% | 0
12 | 9 | 0 | 30 | 100 | 100 | 0 | 0 | 0 | 0 | 1.5 | 13.34% | 0
12 | 9 | 1 | 30 | 100 | 100 | 0 | 0 | 0 | 0 | 1.5 | 13.34% | 0
12 | 9 | 2 | 30 | 100 | 100 | 0 | 0 | 0 | 0 | 1.5 | 13.34% | 0
12 | 9 | 3 | 30 | 100 | 100 | 0 | 0 | 0 | 0 | 1.5 | 13.34% | 0
12 | 9 | 4 | 30 | 100 | 100 | 0 | 0 | 0 | 0 | 1.5 | 13.34% | 0
12 | 9 | 5 | 30 | 100 | 100 | 0 | 0 | 0 | 0 | 1.5 | 13.34% | 0
12 | 9 | 6 | 30 | 100 | 100 | 0 | 0 | 0 | 0 | 1.5 | 13.34% | 0
12 | 9 | 7 | 30 | 13.051 | 7.2184 | 0.005023 | 0 | -0.00033817 | -0.00169 | 1.5 | 13.34% | 5.8326
12 | 9 | 8 | 30 | 34.139 | 46.319 | 0.05048 | -0.02236 | -0.00069835 | -0.00349 | 1.5 | 13.34% | 12.18
12 | 9 | 9 | 30 | 53.589 | 63.6357 | 0.098976 | -0.06173 | -0.00076638 | -0.00383 | 1.5 | 13.34% | 10.0467
12 | 9 | 10 | 30 | 63.917 | 64.8085 | 0.12816 | -0.08169 | -0.00083041 | -0.00415 | 1.5 | 13.34% | 0.89152
12 | 9 | 11 | 30 | 73.797 | 70.5771 | 0.15728 | -0.10999 | -0.0005943 | -0.00297 | 1.5 | 13.34% | 3.2199
12 | 9 | 12 | 30 | 71.231 | 61.8449 | 0.1056 | -0.06297 | -0.0014447 | -0.00722 | 1.5 | 13.34% | 9.3861
12 | 9 | 13 | 30 | 61.66 | 66.5446 | 0.12854 | -0.08439 | -0.00068834 | -0.00344 | 1.5 | 13.34% | 4.8846
12 | 9 | 14 | 30 | 50.208 | 59.5112 | 0.073903 | -0.04249 | -0.00093447 | -0.00467 | 1.5 | 13.34% | 9.3032
12 | 9 | 15 | 30 | 27.723 | 51.6144 | 0.041863 | -0.02077 | -0.00055228 | -0.00276 | 1.5 | 13.34% | 23.8914
12 | 9 | 16 | 30 | 9.462 | 7.2096 | 0.001339 | 0 | -9.0045e-05 | -0.00045 | 1.5 | 13.34% | 2.2524
12 | 9 | 17 | 30 | 100 | 100 | 0 | 0 | 0 | 0 | 1.5 | 13.34% | 0
12 | 9 | 18 | 30 | 100 | 100 | 0 | 0 | 0 | 0 | 1.5 | 13.34% | 0
12 | 9 | 19 | 30 | 100 | 100 | 0 | 0 | 0 | 0 | 1.5 | 13.34% | 0
12 | 9 | 20 | 30 | 100 | 100 | 0 | 0 | 0 | 0 | 1.5 | 13.34% | 0
12 | 9 | 21 | 30 | 100 | 100 | 0 | 0 | 0 | 0 | 1.5 | 13.34% | 0
12 | 9 | 22 | 30 | 100 | 100 | 0 | 0 | 0 | 0 | 1.5 | 13.34% | 0
12 | 9 | 23 | 30 | 100 | 100 | 0 | 0 | 0 | 0 | 1.5 | 13.34% | 0
12 | 10 | 0 | 30 | 100 | 100 | 0 | 0 | 0 | 0 | 1.5 | 13.34% | 0
12 | 10 | 1 | 30 | 100 | 100 | 0 | 0 | 0 | 0 | 1.5 | 13.34% | 0
12 | 10 | 2 | 30 | 100 | 100 | 0 | 0 | 0 | 0 | 1.5 | 13.34% | 0
12 | 10 | 3 | 30 | 100 | 100 | 0 | 0 | 0 | 0 | 1.5 | 13.34% | 0
12 | 10 | 4 | 30 | 100 | 100 | 0 | 0 | 0 | 0 | 1.5 | 13.34% | 0
12 | 10 | 5 | 30 | 100 | 100 | 0 | 0 | 0 | 0 | 1.5 | 13.34% | 0
12 | 10 | 6 | 30 | 100 | 100 | 0 | 0 | 0 | 0 | 1.5 | 13.34% | 0
12 | 10 | 7 | 30 | 13.094 | 7.223 | 0.005525 | 0 | -0.00037219 | -0.00186 | 1.5 | 13.34% | 5.871
12 | 10 | 8 | 30 | 34.072 | 51.7444 | 0.07182 | -0.03651 | -0.00043021 | -0.00215 | 1.5 | 13.34% | 17.6724
12 | 10 | 9 | 30 | 53.651 | 67.0056 | 0.11761 | -0.07803 | -0.00046423 | -0.00232 | 1.5 | 13.34% | 13.3546
12 | 10 | 10 | 30 | 64.153 | 68.0844 | 0.1521 | -0.10284 | -0.00042621 | -0.00213 | 1.5 | 13.34% | 3.9314
12 | 10 | 11 | 30 | 73.931 | 71.9893 | 0.16992 | -0.12166 | -0.00038619 | -0.00193 | 1.5 | 13.34% | 1.9417
12 | 10 | 12 | 30 | 71.499 | 72.6851 | 0.16716 | -0.12083 | -0.00038819 | -0.00194 | 1.5 | 13.34% | 1.1861
12 | 10 | 13 | 30 | 61.911 | 68.8686 | 0.14605 | -0.0999 | -0.0004042 | -0.00202 | 1.5 | 13.34% | 6.9576
12 | 10 | 14 | 30 | 50.504 | 67.2249 | 0.10739 | -0.07146 | -0.00043822 | -0.00219 | 1.5 | 13.34% | 16.7209
12 | 10 | 15 | 30 | 27.928 | 56.1143 | 0.055548 | -0.03053 | -0.00041021 | -0.00205 | 1.5 | 13.34% | 28.1863
12 | 10 | 16 | 30 | 9.727 | 7.1505 | 0.002009 | 0 | -0.00013407 | -0.00067 | 1.5 | 13.34% | 2.5765
12 | 10 | 17 | 30 | 100 | 100 | 0 | 0 | 0 | 0 | 1.5 | 13.34% | 0
12 | 10 | 18 | 30 | 100 | 100 | 0 | 0 | 0 | 0 | 1.5 | 13.34% | 0
12 | 10 | 19 | 30 | 100 | 100 | 0 | 0 | 0 | 0 | 1.5 | 13.34% | 0
12 | 10 | 20 | 30 | 100 | 100 | 0 | 0 | 0 | 0 | 1.5 | 13.34% | 0
12 | 10 | 21 | 30 | 100 | 100 | 0 | 0 | 0 | 0 | 1.5 | 13.34% | 0
12 | 10 | 22 | 30 | 100 | 100 | 0 | 0 | 0 | 0 | 1.5 | 13.34% | 0
12 | 10 | 23 | 30 | 100 | 100 | 0 | 0 | 0 | 0 | 1.5 | 13.34% | 0
12 | 11 | 0 | 30 | 100 | 100 | 0 | 0 | 0 | 0 | 1.5 | 13.34% | 0
12 | 11 | 1 | 30 | 100 | 100 | 0 | 0 | 0 | 0 | 1.5 | 13.34% | 0
12 | 11 | 2 | 30 | 100 | 100 | 0 | 0 | 0 | 0 | 1.5 | 13.34% | 0
12 | 11 | 3 | 30 | 100 | 100 | 0 | 0 | 0 | 0 | 1.5 | 13.34% | 0
12 | 11 | 4 | 30 | 100 | 100 | 0 | 0 | 0 | 0 | 1.5 | 13.34% | 0
12 | 11 | 5 | 30 | 100 | 100 | 0 | 0 | 0 | 0 | 1.5 | 13.34% | 0
12 | 11 | 6 | 30 | 100 | 100 | 0 | 0 | 0 | 0 | 1.5 | 13.34% | 0
12 | 11 | 7 | 30 | 13.08 | 7.2382 | 0.002846 | 0 | -0.0001921 | -0.00096 | 1.5 | 13.34% | 5.8418
12 | 11 | 8 | 30 | 34.013 | 15.7103 | 0.015528 | -0.00143 | -0.00087244 | -0.00436 | 1.5 | 13.34% | 18.3027
12 | 11 | 9 | 30 | 53.742 | 15.0252 | 0.021712 | -0.00178 | -0.0012886 | -0.00644 | 1.5 | 13.34% | 38.7168
12 | 11 | 10 | 30 | 64.296 | 23.8267 | 0.036972 | -0.00649 | -0.0018729 | -0.00936 | 1.5 | 13.34% | 40.4693
12 | 11 | 11 | 30 | 74.057 | 68.8661 | 0.1387 | -0.09399 | -0.00090445 | -0.00452 | 1.5 | 13.34% | 5.1909
12 | 11 | 12 | 30 | 71.704 | 26.7922 | 0.042291 | -0.00872 | -0.002059 | -0.01029 | 1.5 | 13.34% | 44.9118
12 | 11 | 13 | 30 | 62.227 | 64.0296 | 0.11403 | -0.07149 | -0.00092846 | -0.00464 | 1.5 | 13.34% | 1.8026
12 | 11 | 14 | 30 | 50.741 | 15.2357 | 0.019623 | -0.00165 | -0.0011626 | -0.00581 | 1.5 | 13.34% | 35.5053
12 | 11 | 15 | 30 | 28.31 | 43.4513 | 0.027979 | -0.01121 | -0.00066033 | -0.0033 | 1.5 | 13.34% | 15.1413
12 | 11 | 16 | 30 | 9.843 | 7.1741 | 0.001674 | 0 | -0.00011206 | -0.00056 | 1.5 | 13.34% | 2.6689
12 | 11 | 17 | 30 | 100 | 100 | 0 | 0 | 0 | 0 | 1.5 | 13.34% | 0
12 | 11 | 18 | 30 | 100 | 100 | 0 | 0 | 0 | 0 | 1.5 | 13.34% | 0
12 | 11 | 19 | 30 | 100 | 100 | 0 | 0 | 0 | 0 | 1.5 | 13.34% | 0
12 | 11 | 20 | 30 | 100 | 100 | 0 | 0 | 0 | 0 | 1.5 | 13.34% | 0
12 | 11 | 21 | 30 | 100 | 100 | 0 | 0 | 0 | 0 | 1.5 | 13.34% | 0
12 | 11 | 22 | 30 | 100 | 100 | 0 | 0 | 0 | 0 | 1.5 | 13.34% | 0
12 | 11 | 23 | 30 | 100 | 100 | 0 | 0 | 0 | 0 | 1.5 | 13.34% | 0
12 | 12 | 0 | 30 | 100 | 100 | 0 | 0 | 0 | 0 | 1.5 | 13.34% | 0
12 | 12 | 1 | 30 | 100 | 100 | 0 | 0 | 0 | 0 | 1.5 | 13.34% | 0
12 | 12 | 2 | 30 | 100 | 100 | 0 | 0 | 0 | 0 | 1.5 | 13.34% | 0
12 | 12 | 3 | 30 | 100 | 100 | 0 | 0 | 0 | 0 | 1.5 | 13.34% | 0
12 | 12 | 4 | 30 | 100 | 100 | 0 | 0 | 0 | 0 | 1.5 | 13.34% | 0
12 | 12 | 5 | 30 | 100 | 100 | 0 | 0 | 0 | 0 | 1.5 | 13.34% | 0
12 | 12 | 6 | 30 | 100 | 100 | 0 | 0 | 0 | 0 | 1.5 | 13.34% | 0
12 | 12 | 7 | 30 | 13.011 | 7.1873 | 0.003014 | 0 | -0.0002021 | -0.00101 | 1.5 | 13.34% | 5.8237
12 | 12 | 8 | 30 | 33.949 | 44.2196 | 0.042507 | -0.01772 | -0.00074637 | -0.00373 | 1.5 | 13.34% | 10.2706
12 | 12 | 9 | 30 | 53.815 | 66.5224 | 0.11345 | -0.07462 | -0.00051026 | -0.00255 | 1.5 | 13.34% | 12.7074
12 | 12 | 10 | 30 | 64.431 | 66.7145 | 0.1344 | -0.0885 | -0.00069835 | -0.00349 | 1.5 | 13.34% | 2.2835
12 | 12 | 11 | 30 | 74.135 | 63.6844 | 0.11297 | -0.06974 | -0.0013467 | -0.00673 | 1.5 | 13.34% | 10.4506
12 | 12 | 12 | 30 | 71.955 | 68.8656 | 0.13764 | -0.09331 | -0.00087444 | -0.00437 | 1.5 | 13.34% | 3.0894
12 | 12 | 13 | 30 | 62.439 | 57.3518 | 0.087475 | -0.04804 | -0.0013527 | -0.00676 | 1.5 | 13.34% | 5.0872
12 | 12 | 14 | 30 | 51.044 | 60.99 | 0.078611 | -0.04655 | -0.00086643 | -0.00433 | 1.5 | 13.34% | 9.946
12 | 12 | 15 | 30 | 28.579 | 48.6852 | 0.035825 | -0.01654 | -0.0006063 | -0.00303 | 1.5 | 13.34% | 20.1062
12 | 12 | 16 | 30 | 10.051 | 7.2096 | 0.001339 | 0 | -9.0045e-05 | -0.00045 | 1.5 | 13.34% | 2.8414
12 | 12 | 17 | 30 | 100 | 100 | 0 | 0 | 0 | 0 | 1.5 | 13.34% | 0
12 | 12 | 18 | 30 | 100 | 100 | 0 | 0 | 0 | 0 | 1.5 | 13.34% | 0
12 | 12 | 19 | 30 | 100 | 100 | 0 | 0 | 0 | 0 | 1.5 | 13.34% | 0
12 | 12 | 20 | 30 | 100 | 100 | 0 | 0 | 0 | 0 | 1.5 | 13.34% | 0
12 | 12 | 21 | 30 | 100 | 100 | 0 | 0 | 0 | 0 | 1.5 | 13.34% | 0
12 | 12 | 22 | 30 | 100 | 100 | 0 | 0 | 0 | 0 | 1.5 | 13.34% | 0
12 | 12 | 23 | 30 | 100 | 100 | 0 | 0 | 0 | 0 | 1.5 | 13.34% | 0
12 | 13 | 0 | 30 | 100 | 100 | 0 | 0 | 0 | 0 | 1.5 | 13.34% | 0
12 | 13 | 1 | 30 | 100 | 100 | 0 | 0 | 0 | 0 | 1.5 | 13.34% | 0
12 | 13 | 2 | 30 | 100 | 100 | 0 | 0 | 0 | 0 | 1.5 | 13.34% | 0
12 | 13 | 3 | 30 | 100 | 100 | 0 | 0 | 0 | 0 | 1.5 | 13.34% | 0
12 | 13 | 4 | 30 | 100 | 100 | 0 | 0 | 0 | 0 | 1.5 | 13.34% | 0
12 | 13 | 5 | 30 | 100 | 100 | 0 | 0 | 0 | 0 | 1.5 | 13.34% | 0
12 | 13 | 6 | 30 | 100 | 100 | 0 | 0 | 0 | 0 | 1.5 | 13.34% | 0
12 | 13 | 7 | 30 | 12.941 | 7.2272 | 0.004186 | 0 | -0.00028214 | -0.00141 | 1.5 | 13.34% | 5.7138
12 | 13 | 8 | 30 | 33.872 | 48.0484 | 0.052362 | -0.02422 | -0.00063432 | -0.00317 | 1.5 | 13.34% | 14.1764
12 | 13 | 9 | 30 | 53.874 | 64.6797 | 0.099005 | -0.06284 | -0.00072636 | -0.00363 | 1.5 | 13.34% | 10.8057
12 | 13 | 10 | 30 | 64.439 | 67.735 | 0.13551 | -0.09066 | -0.00067234 | -0.00336 | 1.5 | 13.34% | 3.296
12 | 13 | 11 | 30 | 74.245 | 70.1714 | 0.14648 | -0.1015 | -0.00075638 | -0.00378 | 1.5 | 13.34% | 4.0736
12 | 13 | 12 | 30 | 72.3 | 68.3269 | 0.13429 | -0.09019 | -0.00093046 | -0.00465 | 1.5 | 13.34% | 3.9731
12 | 13 | 13 | 30 | 62.699 | 64.1656 | 0.11457 | -0.07201 | -0.00091646 | -0.00458 | 1.5 | 13.34% | 1.4666
12 | 13 | 14 | 30 | 51.303 | 60.8474 | 0.078157 | -0.04615 | -0.00087444 | -0.00437 | 1.5 | 13.34% | 9.5444
12 | 13 | 15 | 30 | 28.92 | 48.7779 | 0.035147 | -0.01623 | -0.00061431 | -0.00307 | 1.5 | 13.34% | 19.8579
12 | 13 | 16 | 30 | 10.224 | 7.2096 | 0.001339 | 0 | -9.0045e-05 | -0.00045 | 1.5 | 13.34% | 3.0144
12 | 13 | 17 | 30 | 100 | 100 | 0 | 0 | 0 | 0 | 1.5 | 13.34% | 0
12 | 13 | 18 | 30 | 100 | 100 | 0 | 0 | 0 | 0 | 1.5 | 13.34% | 0
12 | 13 | 19 | 30 | 100 | 100 | 0 | 0 | 0 | 0 | 1.5 | 13.34% | 0
12 | 13 | 20 | 30 | 100 | 100 | 0 | 0 | 0 | 0 | 1.5 | 13.34% | 0
12 | 13 | 21 | 30 | 100 | 100 | 0 | 0 | 0 | 0 | 1.5 | 13.34% | 0
12 | 13 | 22 | 30 | 100 | 100 | 0 | 0 | 0 | 0 | 1.5 | 13.34% | 0
12 | 13 | 23 | 30 | 100 | 100 | 0 | 0 | 0 | 0 | 1.5 | 13.34% | 0
12 | 14 | 0 | 30 | 100 | 100 | 0 | 0 | 0 | 0 | 1.5 | 13.34% | 0
12 | 14 | 1 | 30 | 100 | 100 | 0 | 0 | 0 | 0 | 1.5 | 13.34% | 0
12 | 14 | 2 | 30 | 100 | 100 | 0 | 0 | 0 | 0 | 1.5 | 13.34% | 0
12 | 14 | 3 | 30 | 100 | 100 | 0 | 0 | 0 | 0 | 1.5 | 13.34% | 0
12 | 14 | 4 | 30 | 100 | 100 | 0 | 0 | 0 | 0 | 1.5 | 13.34% | 0
12 | 14 | 5 | 30 | 100 | 100 | 0 | 0 | 0 | 0 | 1.5 | 13.34% | 0
12 | 14 | 6 | 30 | 100 | 100 | 0 | 0 | 0 | 0 | 1.5 | 13.34% | 0
12 | 14 | 7 | 30 | 12.977 | 7.1873 | 0.003014 | 0 | -0.0002021 | -0.00101 | 1.5 | 13.34% | 5.7897
12 | 14 | 8 | 30 | 33.662 | 45.1174 | 0.043783 | -0.01872 | -0.00071236 | -0.00356 | 1.5 | 13.34% | 11.4554
12 | 14 | 9 | 30 | 53.924 | 64.6588 | 0.098475 | -0.06248 | -0.00072436 | -0.00362 | 1.5 | 13.34% | 10.7348
12 | 14 | 10 | 30 | 64.581 | 64.8496 | 0.11814 | -0.07503 | -0.00096048 | -0.0048 | 1.5 | 13.34% | 0.26863
12 | 14 | 11 | 30 | 74.31 | 67.4581 | 0.13002 | -0.08597 | -0.0010385 | -0.00519 | 1.5 | 13.34% | 6.8519
12 | 14 | 12 | 30 | 72.587 | 70.8825 | 0.15096 | -0.10591 | -0.00064032 | -0.0032 | 1.5 | 13.34% | 1.7045
12 | 14 | 13 | 30 | 62.937 | 64.5238 | 0.11643 | -0.07367 | -0.00088444 | -0.00442 | 1.5 | 13.34% | 1.5868
12 | 14 | 14 | 30 | 51.569 | 60.1612 | 0.075899 | -0.04421 | -0.00090645 | -0.00453 | 1.5 | 13.34% | 8.5922
12 | 14 | 15 | 30 | 29.133 | 52.1827 | 0.042153 | -0.02115 | -0.00055628 | -0.00278 | 1.5 | 13.34% | 23.0497
12 | 14 | 16 | 30 | 10.378 | 7.1741 | 0.001674 | 0 | -0.00011206 | -0.00056 | 1.5 | 13.34% | 3.2039
12 | 14 | 17 | 30 | 100 | 100 | 0 | 0 | 0 | 0 | 1.5 | 13.34% | 0
12 | 14 | 18 | 30 | 100 | 100 | 0 | 0 | 0 | 0 | 1.5 | 13.34% | 0
12 | 14 | 19 | 30 | 100 | 100 | 0 | 0 | 0 | 0 | 1.5 | 13.34% | 0
12 | 14 | 20 | 30 | 100 | 100 | 0 | 0 | 0 | 0 | 1.5 | 13.34% | 0
12 | 14 | 21 | 30 | 100 | 100 | 0 | 0 | 0 | 0 | 1.5 | 13.34% | 0
12 | 14 | 22 | 30 | 100 | 100 | 0 | 0 | 0 | 0 | 1.5 | 13.34% | 0
12 | 14 | 23 | 30 | 100 | 100 | 0 | 0 | 0 | 0 | 1.5 | 13.34% | 0
12 | 15 | 0 | 30 | 100 | 100 | 0 | 0 | 0 | 0 | 1.5 | 13.34% | 0
12 | 15 | 1 | 30 | 100 | 100 | 0 | 0 | 0 | 0 | 1.5 | 13.34% | 0
12 | 15 | 2 | 30 | 100 | 100 | 0 | 0 | 0 | 0 | 1.5 | 13.34% | 0
12 | 15 | 3 | 30 | 100 | 100 | 0 | 0 | 0 | 0 | 1.5 | 13.34% | 0
12 | 15 | 4 | 30 | 100 | 100 | 0 | 0 | 0 | 0 | 1.5 | 13.34% | 0
12 | 15 | 5 | 30 | 100 | 100 | 0 | 0 | 0 | 0 | 1.5 | 13.34% | 0
12 | 15 | 6 | 30 | 100 | 100 | 0 | 0 | 0 | 0 | 1.5 | 13.34% | 0
12 | 15 | 7 | 30 | 12.906 | 7.1741 | 0.003348 | 0 | -0.00022411 | -0.00112 | 1.5 | 13.34% | 5.7319
12 | 15 | 8 | 30 | 33.572 | 39.4573 | 0.032681 | -0.01179 | -0.0007924 | -0.00396 | 1.5 | 13.34% | 5.8853
12 | 15 | 9 | 30 | 53.842 | 63.0243 | 0.090865 | -0.05591 | -0.00083242 | -0.00416 | 1.5 | 13.34% | 9.1823
12 | 15 | 10 | 30 | 64.594 | 60.8542 | 0.10027 | -0.05901 | -0.0012486 | -0.00624 | 1.5 | 13.34% | 3.7398
12 | 15 | 11 | 30 | 74.444 | 67.369 | 0.12932 | -0.08537 | -0.0010465 | -0.00523 | 1.5 | 13.34% | 7.075
12 | 15 | 12 | 30 | 72.737 | 69.8691 | 0.13807 | -0.09501 | -0.00085843 | -0.00429 | 1.5 | 13.34% | 2.8679
12 | 15 | 13 | 30 | 63.108 | 68.2948 | 0.13471 | -0.09102 | -0.00058229 | -0.00291 | 1.5 | 13.34% | 5.1868
12 | 15 | 14 | 30 | 51.743 | 63.6531 | 0.089054 | -0.05551 | -0.00071836 | -0.00359 | 1.5 | 13.34% | 11.9101
12 | 15 | 15 | 30 | 29.45 | 52.0763 | 0.042071 | -0.02106 | -0.00055828 | -0.00279 | 1.5 | 13.34% | 22.6263
12 | 15 | 16 | 30 | 10.576 | 7.2637 | 0.001507 | 0 | -0.00010205 | -0.00051 | 1.5 | 13.34% | 3.3123
12 | 15 | 17 | 30 | 100 | 100 | 0 | 0 | 0 | 0 | 1.5 | 13.34% | 0
12 | 15 | 18 | 30 | 100 | 100 | 0 | 0 | 0 | 0 | 1.5 | 13.34% | 0
12 | 15 | 19 | 30 | 100 | 100 | 0 | 0 | 0 | 0 | 1.5 | 13.34% | 0
12 | 15 | 20 | 30 | 100 | 100 | 0 | 0 | 0 | 0 | 1.5 | 13.34% | 0
12 | 15 | 21 | 30 | 100 | 100 | 0 | 0 | 0 | 0 | 1.5 | 13.34% | 0
12 | 15 | 22 | 30 | 100 | 100 | 0 | 0 | 0 | 0 | 1.5 | 13.34% | 0
12 | 15 | 23 | 30 | 100 | 100 | 0 | 0 | 0 | 0 | 1.5 | 13.34% | 0
12 | 16 | 0 | 30 | 100 | 100 | 0 | 0 | 0 | 0 | 1.5 | 13.34% | 0
12 | 16 | 1 | 30 | 100 | 100 | 0 | 0 | 0 | 0 | 1.5 | 13.34% | 0
12 | 16 | 2 | 30 | 100 | 100 | 0 | 0 | 0 | 0 | 1.5 | 13.34% | 0
12 | 16 | 3 | 30 | 100 | 100 | 0 | 0 | 0 | 0 | 1.5 | 13.34% | 0
12 | 16 | 4 | 30 | 100 | 100 | 0 | 0 | 0 | 0 | 1.5 | 13.34% | 0
12 | 16 | 5 | 30 | 100 | 100 | 0 | 0 | 0 | 0 | 1.5 | 13.34% | 0
12 | 16 | 6 | 30 | 100 | 100 | 0 | 0 | 0 | 0 | 1.5 | 13.34% | 0
12 | 16 | 7 | 30 | 12.776 | 7.2237 | 0.003683 | 0 | -0.00024812 | -0.00124 | 1.5 | 13.34% | 5.5523
12 | 16 | 8 | 30 | 33.487 | 49.2502 | 0.055263 | -0.02636 | -0.00057429 | -0.00287 | 1.5 | 13.34% | 15.7632
12 | 16 | 9 | 30 | 53.926 | 64.8028 | 0.098464 | -0.06264 | -0.00070835 | -0.00354 | 1.5 | 13.34% | 10.8768
12 | 16 | 10 | 30 | 64.684 | 64.0406 | 0.11358 | -0.07106 | -0.0010225 | -0.00511 | 1.5 | 13.34% | 0.64338
12 | 16 | 11 | 30 | 74.406 | 67.0496 | 0.12752 | -0.08371 | -0.0010725 | -0.00536 | 1.5 | 13.34% | 7.3564
12 | 16 | 12 | 30 | 73.008 | 59.8325 | 0.095378 | -0.05455 | -0.0015748 | -0.00787 | 1.5 | 13.34% | 13.1755
12 | 16 | 13 | 30 | 63.336 | 61.0419 | 0.097606 | -0.05766 | -0.0011926 | -0.00596 | 1.5 | 13.34% | 2.2941
12 | 16 | 14 | 30 | 51.955 | 60.3164 | 0.076541 | -0.04472 | -0.00090245 | -0.00451 | 1.5 | 13.34% | 8.3614
12 | 16 | 15 | 30 | 29.745 | 34.6847 | 0.019843 | -0.00595 | -0.00069235 | -0.00346 | 1.5 | 13.34% | 4.9397
12 | 16 | 16 | 30 | 10.714 | 7.1336 | 0.001172 | 0 | -7.8039e-05 | -0.00039 | 1.5 | 13.34% | 3.5804
12 | 16 | 17 | 30 | 100 | 100 | 0 | 0 | 0 | 0 | 1.5 | 13.34% | 0
12 | 16 | 18 | 30 | 100 | 100 | 0 | 0 | 0 | 0 | 1.5 | 13.34% | 0
12 | 16 | 19 | 30 | 100 | 100 | 0 | 0 | 0 | 0 | 1.5 | 13.34% | 0
12 | 16 | 20 | 30 | 100 | 100 | 0 | 0 | 0 | 0 | 1.5 | 13.34% | 0
12 | 16 | 21 | 30 | 100 | 100 | 0 | 0 | 0 | 0 | 1.5 | 13.34% | 0
12 | 16 | 22 | 30 | 100 | 100 | 0 | 0 | 0 | 0 | 1.5 | 13.34% | 0
12 | 16 | 23 | 30 | 100 | 100 | 0 | 0 | 0 | 0 | 1.5 | 13.34% | 0
12 | 17 | 0 | 30 | 100 | 100 | 0 | 0 | 0 | 0 | 1.5 | 13.34% | 0
12 | 17 | 1 | 30 | 100 | 100 | 0 | 0 | 0 | 0 | 1.5 | 13.34% | 0
12 | 17 | 2 | 30 | 100 | 100 | 0 | 0 | 0 | 0 | 1.5 | 13.34% | 0
12 | 17 | 3 | 30 | 100 | 100 | 0 | 0 | 0 | 0 | 1.5 | 13.34% | 0
12 | 17 | 4 | 30 | 100 | 100 | 0 | 0 | 0 | 0 | 1.5 | 13.34% | 0
12 | 17 | 5 | 30 | 100 | 100 | 0 | 0 | 0 | 0 | 1.5 | 13.34% | 0
12 | 17 | 6 | 30 | 100 | 100 | 0 | 0 | 0 | 0 | 1.5 | 13.34% | 0
12 | 17 | 7 | 30 | 12.684 | 7.1873 | 0.003014 | 0 | -0.0002021 | -0.00101 | 1.5 | 13.34% | 5.4967
12 | 17 | 8 | 30 | 33.299 | 28.3215 | 0.020267 | -0.0047 | -0.0008104 | -0.00405 | 1.5 | 13.34% | 4.9775
12 | 17 | 9 | 30 | 53.954 | 46.4835 | 0.049325 | -0.02097 | -0.0013367 | -0.00668 | 1.5 | 13.34% | 7.4705
12 | 17 | 10 | 30 | 64.7 | 41.4996 | 0.054616 | -0.02012 | -0.0017989 | -0.00899 | 1.5 | 13.34% | 23.2004
12 | 17 | 11 | 30 | 74.467 | 61.8007 | 0.10217 | -0.06072 | -0.0014967 | -0.00748 | 1.5 | 13.34% | 12.6663
12 | 17 | 12 | 30 | 73.218 | 68.7679 | 0.13157 | -0.08884 | -0.00097048 | -0.00485 | 1.5 | 13.34% | 4.4501
12 | 17 | 13 | 30 | 63.473 | 63.0588 | 0.10581 | -0.06499 | -0.0010625 | -0.00531 | 1.5 | 13.34% | 0.41417
12 | 17 | 14 | 30 | 52.082 | 57.7195 | 0.06726 | -0.0372 | -0.0010285 | -0.00514 | 1.5 | 13.34% | 5.6375
12 | 17 | 15 | 30 | 30.033 | 49.8333 | 0.037516 | -0.01779 | -0.0006043 | -0.00302 | 1.5 | 13.34% | 19.8003
12 | 17 | 16 | 30 | 10.846 | 7.2216 | 0.001842 | 0 | -0.00012406 | -0.00062 | 1.5 | 13.34% | 3.6244
12 | 17 | 17 | 30 | 100 | 100 | 0 | 0 | 0 | 0 | 1.5 | 13.34% | 0
12 | 17 | 18 | 30 | 100 | 100 | 0 | 0 | 0 | 0 | 1.5 | 13.34% | 0
12 | 17 | 19 | 30 | 100 | 100 | 0 | 0 | 0 | 0 | 1.5 | 13.34% | 0
12 | 17 | 20 | 30 | 100 | 100 | 0 | 0 | 0 | 0 | 1.5 | 13.34% | 0
12 | 17 | 21 | 30 | 100 | 100 | 0 | 0 | 0 | 0 | 1.5 | 13.34% | 0
12 | 17 | 22 | 30 | 100 | 100 | 0 | 0 | 0 | 0 | 1.5 | 13.34% | 0
12 | 17 | 23 | 30 | 100 | 100 | 0 | 0 | 0 | 0 | 1.5 | 13.34% | 0
12 | 18 | 0 | 30 | 100 | 100 | 0 | 0 | 0 | 0 | 1.5 | 13.34% | 0
12 | 18 | 1 | 30 | 100 | 100 | 0 | 0 | 0 | 0 | 1.5 | 13.34% | 0
12 | 18 | 2 | 30 | 100 | 100 | 0 | 0 | 0 | 0 | 1.5 | 13.34% | 0
12 | 18 | 3 | 30 | 100 | 100 | 0 | 0 | 0 | 0 | 1.5 | 13.34% | 0
12 | 18 | 4 | 30 | 100 | 100 | 0 | 0 | 0 | 0 | 1.5 | 13.34% | 0
12 | 18 | 5 | 30 | 100 | 100 | 0 | 0 | 0 | 0 | 1.5 | 13.34% | 0
12 | 18 | 6 | 30 | 100 | 100 | 0 | 0 | 0 | 0 | 1.5 | 13.34% | 0
12 | 18 | 7 | 30 | 12.567 | 7.2077 | 0.004018 | 0 | -0.00027013 | -0.00135 | 1.5 | 13.34% | 5.3593
12 | 18 | 8 | 30 | 33.104 | 47.8173 | 0.047486 | -0.02176 | -0.00064032 | -0.0032 | 1.5 | 13.34% | 14.7133
12 | 18 | 9 | 30 | 53.92 | 66.1586 | 0.10481 | -0.06835 | -0.0005963 | -0.00298 | 1.5 | 13.34% | 12.2386
12 | 18 | 10 | 30 | 64.641 | 68.1052 | 0.13668 | -0.09204 | -0.00062231 | -0.00311 | 1.5 | 13.34% | 3.4642
12 | 18 | 11 | 30 | 74.381 | 71.8588 | 0.15134 | -0.10763 | -0.00065233 | -0.00326 | 1.5 | 13.34% | 2.5222
12 | 18 | 12 | 30 | 73.28 | 72.7668 | 0.1586 | -0.11453 | -0.00050825 | -0.00254 | 1.5 | 13.34% | 0.51323
12 | 18 | 13 | 30 | 63.672 | 69.5342 | 0.1447 | -0.09989 | -0.00042821 | -0.00214 | 1.5 | 13.34% | 5.8622
12 | 18 | 14 | 30 | 52.373 | 67.272 | 0.1041 | -0.06919 | -0.00050225 | -0.00251 | 1.5 | 13.34% | 14.899
12 | 18 | 15 | 30 | 30.219 | 54.2164 | 0.04819 | -0.02534 | -0.00051026 | -0.00255 | 1.5 | 13.34% | 23.9974
12 | 18 | 16 | 30 | 11.038 | 7.2216 | 0.001842 | 0 | -0.00012406 | -0.00062 | 1.5 | 13.34% | 3.8164
12 | 18 | 17 | 30 | 100 | 100 | 0 | 0 | 0 | 0 | 1.5 | 13.34% | 0
12 | 18 | 18 | 30 | 100 | 100 | 0 | 0 | 0 | 0 | 1.5 | 13.34% | 0
12 | 18 | 19 | 30 | 100 | 100 | 0 | 0 | 0 | 0 | 1.5 | 13.34% | 0
12 | 18 | 20 | 30 | 100 | 100 | 0 | 0 | 0 | 0 | 1.5 | 13.34% | 0
12 | 18 | 21 | 30 | 100 | 100 | 0 | 0 | 0 | 0 | 1.5 | 13.34% | 0
12 | 18 | 22 | 30 | 100 | 100 | 0 | 0 | 0 | 0 | 1.5 | 13.34% | 0
12 | 18 | 23 | 30 | 100 | 100 | 0 | 0 | 0 | 0 | 1.5 | 13.34% | 0
12 | 19 | 0 | 30 | 100 | 100 | 0 | 0 | 0 | 0 | 1.5 | 13.34% | 0
12 | 19 | 1 | 30 | 100 | 100 | 0 | 0 | 0 | 0 | 1.5 | 13.34% | 0
12 | 19 | 2 | 30 | 100 | 100 | 0 | 0 | 0 | 0 | 1.5 | 13.34% | 0
12 | 19 | 3 | 30 | 100 | 100 | 0 | 0 | 0 | 0 | 1.5 | 13.34% | 0
12 | 19 | 4 | 30 | 100 | 100 | 0 | 0 | 0 | 0 | 1.5 | 13.34% | 0
12 | 19 | 5 | 30 | 100 | 100 | 0 | 0 | 0 | 0 | 1.5 | 13.34% | 0
12 | 19 | 6 | 30 | 100 | 100 | 0 | 0 | 0 | 0 | 1.5 | 13.34% | 0
12 | 19 | 7 | 30 | 12.518 | 7.2165 | 0.003181 | 0 | -0.00021411 | -0.00107 | 1.5 | 13.34% | 5.3015
12 | 19 | 8 | 30 | 32.909 | 10.554 | 0.007505 | -0.00027 | -0.00047224 | -0.00236 | 1.5 | 13.34% | 22.355
12 | 19 | 9 | 30 | 53.776 | 16.3666 | 0.022903 | -0.0022 | -0.0013307 | -0.00665 | 1.5 | 13.34% | 37.4094
12 | 19 | 10 | 30 | 64.635 | 64.6071 | 0.11568 | -0.07314 | -0.00097048 | -0.00485 | 1.5 | 13.34% | 0.027905
12 | 19 | 11 | 30 | 74.44 | 67.3698 | 0.1245 | -0.08201 | -0.0011146 | -0.00557 | 1.5 | 13.34% | 7.0702
12 | 19 | 12 | 30 | 73.432 | 72.6631 | 0.15768 | -0.11367 | -0.00052426 | -0.00262 | 1.5 | 13.34% | 0.76888
12 | 19 | 13 | 30 | 63.793 | 66.4352 | 0.12292 | -0.08036 | -0.00078239 | -0.00391 | 1.5 | 13.34% | 2.6422
12 | 19 | 14 | 30 | 52.525 | 53.9694 | 0.058774 | -0.02997 | -0.0011366 | -0.00568 | 1.5 | 13.34% | 1.4444
12 | 19 | 15 | 30 | 30.515 | 53.253 | 0.045665 | -0.02349 | -0.00054027 | -0.0027 | 1.5 | 13.34% | 22.738
12 | 19 | 16 | 30 | 11.14 | 7.1741 | 0.001674 | 0 | -0.00011206 | -0.00056 | 1.5 | 13.34% | 3.9659
12 | 19 | 17 | 30 | 100 | 100 | 0 | 0 | 0 | 0 | 1.5 | 13.34% | 0
12 | 19 | 18 | 30 | 100 | 100 | 0 | 0 | 0 | 0 | 1.5 | 13.34% | 0
12 | 19 | 19 | 30 | 100 | 100 | 0 | 0 | 0 | 0 | 1.5 | 13.34% | 0
12 | 19 | 20 | 30 | 100 | 100 | 0 | 0 | 0 | 0 | 1.5 | 13.34% | 0
12 | 19 | 21 | 30 | 100 | 100 | 0 | 0 | 0 | 0 | 1.5 | 13.34% | 0
12 | 19 | 22 | 30 | 100 | 100 | 0 | 0 | 0 | 0 | 1.5 | 13.34% | 0
12 | 19 | 23 | 30 | 100 | 100 | 0 | 0 | 0 | 0 | 1.5 | 13.34% | 0
12 | 20 | 0 | 30 | 100 | 100 | 0 | 0 | 0 | 0 | 1.5 | 13.34% | 0
12 | 20 | 1 | 30 | 100 | 100 | 0 | 0 | 0 | 0 | 1.5 | 13.34% | 0
12 | 20 | 2 | 30 | 100 | 100 | 0 | 0 | 0 | 0 | 1.5 | 13.34% | 0
12 | 20 | 3 | 30 | 100 | 100 | 0 | 0 | 0 | 0 | 1.5 | 13.34% | 0
12 | 20 | 4 | 30 | 100 | 100 | 0 | 0 | 0 | 0 | 1.5 | 13.34% | 0
12 | 20 | 5 | 30 | 100 | 100 | 0 | 0 | 0 | 0 | 1.5 | 13.34% | 0
12 | 20 | 6 | 30 | 100 | 100 | 0 | 0 | 0 | 0 | 1.5 | 13.34% | 0
12 | 20 | 7 | 30 | 12.401 | 7.1873 | 0.003014 | 0 | -0.0002021 | -0.00101 | 1.5 | 13.34% | 5.2137
12 | 20 | 8 | 30 | 32.772 | 49.9488 | 0.053481 | -0.02587 | -0.00056228 | -0.00281 | 1.5 | 13.34% | 17.1768
12 | 20 | 9 | 30 | 53.754 | 65.9855 | 0.10329 | -0.06715 | -0.0006063 | -0.00303 | 1.5 | 13.34% | 12.2315
12 | 20 | 10 | 30 | 64.589 | 68.4623 | 0.1389 | -0.09412 | -0.00057829 | -0.00289 | 1.5 | 13.34% | 3.8733
12 | 20 | 11 | 30 | 74.445 | 72.604 | 0.15692 | -0.11297 | -0.00055628 | -0.00278 | 1.5 | 13.34% | 1.841
12 | 20 | 12 | 30 | 73.552 | 72.4154 | 0.15567 | -0.11177 | -0.00055628 | -0.00278 | 1.5 | 13.34% | 1.1366
12 | 20 | 13 | 30 | 63.842 | 65.8193 | 0.11956 | -0.0773 | -0.00084042 | -0.0042 | 1.5 | 13.34% | 1.9773
12 | 20 | 14 | 30 | 52.677 | 64.6404 | 0.091088 | -0.05772 | -0.00070435 | -0.00352 | 1.5 | 13.34% | 11.9634
12 | 20 | 15 | 30 | 30.668 | 53.319 | 0.046078 | -0.02374 | -0.00054027 | -0.0027 | 1.5 | 13.34% | 22.651
12 | 20 | 16 | 30 | 11.333 | 7.2216 | 0.001842 | 0 | -0.00012406 | -0.00062 | 1.5 | 13.34% | 4.1114
12 | 20 | 17 | 30 | 100 | 100 | 0 | 0 | 0 | 0 | 1.5 | 13.34% | 0
12 | 20 | 18 | 30 | 100 | 100 | 0 | 0 | 0 | 0 | 1.5 | 13.34% | 0
12 | 20 | 19 | 30 | 100 | 100 | 0 | 0 | 0 | 0 | 1.5 | 13.34% | 0
12 | 20 | 20 | 30 | 100 | 100 | 0 | 0 | 0 | 0 | 1.5 | 13.34% | 0
12 | 20 | 21 | 30 | 100 | 100 | 0 | 0 | 0 | 0 | 1.5 | 13.34% | 0
12 | 20 | 22 | 30 | 100 | 100 | 0 | 0 | 0 | 0 | 1.5 | 13.34% | 0
12 | 20 | 23 | 30 | 100 | 100 | 0 | 0 | 0 | 0 | 1.5 | 13.34% | 0
12 | 21 | 0 | 30 | 100 | 100 | 0 | 0 | 0 | 0 | 1.5 | 13.34% | 0
12 | 21 | 1 | 30 | 100 | 100 | 0 | 0 | 0 | 0 | 1.5 | 13.34% | 0
12 | 21 | 2 | 30 | 100 | 100 | 0 | 0 | 0 | 0 | 1.5 | 13.34% | 0
12 | 21 | 3 | 30 | 100 | 100 | 0 | 0 | 0 | 0 | 1.5 | 13.34% | 0
12 | 21 | 4 | 30 | 100 | 100 | 0 | 0 | 0 | 0 | 1.5 | 13.34% | 0
12 | 21 | 5 | 30 | 100 | 100 | 0 | 0 | 0 | 0 | 1.5 | 13.34% | 0
12 | 21 | 6 | 30 | 100 | 100 | 0 | 0 | 0 | 0 | 1.5 | 13.34% | 0
12 | 21 | 7 | 30 | 12.319 | 7.1741 | 0.003348 | 0 | -0.00022411 | -0.00112 | 1.5 | 13.34% | 5.1449
12 | 21 | 8 | 30 | 32.563 | 51.3115 | 0.058363 | -0.02919 | -0.00050025 | -0.0025 | 1.5 | 13.34% | 18.7485
12 | 21 | 9 | 30 | 53.604 | 67.5278 | 0.10781 | -0.07191 | -0.00053227 | -0.00266 | 1.5 | 13.34% | 13.9238
12 | 21 | 10 | 30 | 64.532 | 69.0058 | 0.14289 | -0.09774 | -0.00051026 | -0.00255 | 1.5 | 13.34% | 4.4738
12 | 21 | 11 | 30 | 74.332 | 73.0549 | 0.16064 | -0.1165 | -0.00049425 | -0.00247 | 1.5 | 13.34% | 1.2771
12 | 21 | 12 | 30 | 73.694 | 72.8444 | 0.1593 | -0.11518 | -0.00049825 | -0.00249 | 1.5 | 13.34% | 0.84956
12 | 21 | 13 | 30 | 64.06 | 68.9536 | 0.1403 | -0.09589 | -0.00050425 | -0.00252 | 1.5 | 13.34% | 4.8936
12 | 21 | 14 | 30 | 52.747 | 67.6757 | 0.10298 | -0.0688 | -0.00053227 | -0.00266 | 1.5 | 13.34% | 14.9287
12 | 21 | 15 | 30 | 30.93 | 55.0934 | 0.051689 | -0.02772 | -0.00048824 | -0.00244 | 1.5 | 13.34% | 24.1634
12 | 21 | 16 | 30 | 11.421 | 7.196 | 0.002176 | 0 | -0.00014607 | -0.00073 | 1.5 | 13.34% | 4.225
12 | 21 | 17 | 30 | 100 | 100 | 0 | 0 | 0 | 0 | 1.5 | 13.34% | 0
12 | 21 | 18 | 30 | 100 | 100 | 0 | 0 | 0 | 0 | 1.5 | 13.34% | 0
12 | 21 | 19 | 30 | 100 | 100 | 0 | 0 | 0 | 0 | 1.5 | 13.34% | 0
12 | 21 | 20 | 30 | 100 | 100 | 0 | 0 | 0 | 0 | 1.5 | 13.34% | 0
12 | 21 | 21 | 30 | 100 | 100 | 0 | 0 | 0 | 0 | 1.5 | 13.34% | 0
12 | 21 | 22 | 30 | 100 | 100 | 0 | 0 | 0 | 0 | 1.5 | 13.34% | 0
12 | 21 | 23 | 30 | 100 | 100 | 0 | 0 | 0 | 0 | 1.5 | 13.34% | 0
12 | 22 | 0 | 30 | 100 | 100 | 0 | 0 | 0 | 0 | 1.5 | 13.34% | 0
12 | 22 | 1 | 30 | 100 | 100 | 0 | 0 | 0 | 0 | 1.5 | 13.34% | 0
12 | 22 | 2 | 30 | 100 | 100 | 0 | 0 | 0 | 0 | 1.5 | 13.34% | 0
12 | 22 | 3 | 30 | 100 | 100 | 0 | 0 | 0 | 0 | 1.5 | 13.34% | 0
12 | 22 | 4 | 30 | 100 | 100 | 0 | 0 | 0 | 0 | 1.5 | 13.34% | 0
12 | 22 | 5 | 30 | 100 | 100 | 0 | 0 | 0 | 0 | 1.5 | 13.34% | 0
12 | 22 | 6 | 30 | 100 | 100 | 0 | 0 | 0 | 0 | 1.5 | 13.34% | 0
12 | 22 | 7 | 30 | 12.187 | 7.2165 | 0.003181 | 0 | -0.00021411 | -0.00107 | 1.5 | 13.34% | 4.9705
12 | 22 | 8 | 30 | 32.363 | 48.183 | 0.047341 | -0.0219 | -0.00061431 | -0.00307 | 1.5 | 13.34% | 15.82
12 | 22 | 9 | 30 | 53.499 | 68.5566 | 0.11404 | -0.07745 | -0.00043422 | -0.00217 | 1.5 | 13.34% | 15.0576
12 | 22 | 10 | 30 | 64.458 | 69.722 | 0.14891 | -0.10312 | -0.00041421 | -0.00207 | 1.5 | 13.34% | 5.264
12 | 22 | 11 | 30 | 74.205 | 73.6693 | 0.1663 | -0.12181 | -0.0004042 | -0.00202 | 1.5 | 13.34% | 0.53574
12 | 22 | 12 | 30 | 73.867 | 73.4958 | 0.16539 | -0.12085 | -0.0004062 | -0.00203 | 1.5 | 13.34% | 0.37117
12 | 22 | 13 | 30 | 64.099 | 69.6725 | 0.14658 | -0.10143 | -0.00041021 | -0.00205 | 1.5 | 13.34% | 5.5735
12 | 22 | 14 | 30 | 52.921 | 68.5062 | 0.10812 | -0.07329 | -0.00046223 | -0.00231 | 1.5 | 13.34% | 15.5852
12 | 22 | 15 | 30 | 31.142 | 54.1321 | 0.048982 | -0.02571 | -0.00052226 | -0.00261 | 1.5 | 13.34% | 22.9901
12 | 22 | 16 | 30 | 11.51 | 7.2067 | 0.002679 | 0 | -0.00018009 | -0.0009 | 1.5 | 13.34% | 4.3033
12 | 22 | 17 | 30 | 100 | 100 | 0 | 0 | 0 | 0 | 1.5 | 13.34% | 0
12 | 22 | 18 | 30 | 100 | 100 | 0 | 0 | 0 | 0 | 1.5 | 13.34% | 0
12 | 22 | 19 | 30 | 100 | 100 | 0 | 0 | 0 | 0 | 1.5 | 13.34% | 0
12 | 22 | 20 | 30 | 100 | 100 | 0 | 0 | 0 | 0 | 1.5 | 13.34% | 0
12 | 22 | 21 | 30 | 100 | 100 | 0 | 0 | 0 | 0 | 1.5 | 13.34% | 0
12 | 22 | 22 | 30 | 100 | 100 | 0 | 0 | 0 | 0 | 1.5 | 13.34% | 0
12 | 22 | 23 | 30 | 100 | 100 | 0 | 0 | 0 | 0 | 1.5 | 13.34% | 0
12 | 23 | 0 | 30 | 100 | 100 | 0 | 0 | 0 | 0 | 1.5 | 13.34% | 0
12 | 23 | 1 | 30 | 100 | 100 | 0 | 0 | 0 | 0 | 1.5 | 13.34% | 0
12 | 23 | 2 | 30 | 100 | 100 | 0 | 0 | 0 | 0 | 1.5 | 13.34% | 0
12 | 23 | 3 | 30 | 100 | 100 | 0 | 0 | 0 | 0 | 1.5 | 13.34% | 0
12 | 23 | 4 | 30 | 100 | 100 | 0 | 0 | 0 | 0 | 1.5 | 13.34% | 0
12 | 23 | 5 | 30 | 100 | 100 | 0 | 0 | 0 | 0 | 1.5 | 13.34% | 0
12 | 23 | 6 | 30 | 100 | 100 | 0 | 0 | 0 | 0 | 1.5 | 13.34% | 0
12 | 23 | 7 | 30 | 12.055 | 7.2216 | 0.001842 | 0 | -0.00012406 | -0.00062 | 1.5 | 13.34% | 4.8334
12 | 23 | 8 | 30 | 32.088 | 15.3653 | 0.012853 | -0.00113 | -0.00073237 | -0.00366 | 1.5 | 13.34% | 16.7227
12 | 23 | 9 | 30 | 53.451 | 16.2591 | 0.022339 | -0.00212 | -0.0013006 | -0.0065 | 1.5 | 13.34% | 37.1919
12 | 23 | 10 | 30 | 64.376 | 15.9261 | 0.02917 | -0.00266 | -0.0017129 | -0.00856 | 1.5 | 13.34% | 48.4499
12 | 23 | 11 | 30 | 74.121 | 16.1521 | 0.032468 | -0.00302 | -0.001915 | -0.00957 | 1.5 | 13.34% | 57.9689
12 | 23 | 12 | 30 | 73.872 | 16.1983 | 0.03249 | -0.00304 | -0.001913 | -0.00956 | 1.5 | 13.34% | 57.6737
12 | 23 | 13 | 30 | 64.038 | 15.8837 | 0.028632 | -0.0026 | -0.0016808 | -0.0084 | 1.5 | 13.34% | 48.1543
12 | 23 | 14 | 30 | 53.077 | 16.3357 | 0.021635 | -0.00207 | -0.0012586 | -0.00629 | 1.5 | 13.34% | 36.7413
12 | 23 | 15 | 30 | 31.371 | 16.5093 | 0.012187 | -0.00121 | -0.00068834 | -0.00344 | 1.5 | 13.34% | 14.8617
12 | 23 | 16 | 30 | 11.614 | 7.2611 | 0.001005 | 0 | -6.8034e-05 | -0.00034 | 1.5 | 13.34% | 4.3529
12 | 23 | 17 | 30 | 100 | 100 | 0 | 0 | 0 | 0 | 1.5 | 13.34% | 0
12 | 23 | 18 | 30 | 100 | 100 | 0 | 0 | 0 | 0 | 1.5 | 13.34% | 0
12 | 23 | 19 | 30 | 100 | 100 | 0 | 0 | 0 | 0 | 1.5 | 13.34% | 0
12 | 23 | 20 | 30 | 100 | 100 | 0 | 0 | 0 | 0 | 1.5 | 13.34% | 0
12 | 23 | 21 | 30 | 100 | 100 | 0 | 0 | 0 | 0 | 1.5 | 13.34% | 0
12 | 23 | 22 | 30 | 100 | 100 | 0 | 0 | 0 | 0 | 1.5 | 13.34% | 0
12 | 23 | 23 | 30 | 100 | 100 | 0 | 0 | 0 | 0 | 1.5 | 13.34% | 0
12 | 24 | 0 | 30 | 100 | 100 | 0 | 0 | 0 | 0 | 1.5 | 13.34% | 0
12 | 24 | 1 | 30 | 100 | 100 | 0 | 0 | 0 | 0 | 1.5 | 13.34% | 0
12 | 24 | 2 | 30 | 100 | 100 | 0 | 0 | 0 | 0 | 1.5 | 13.34% | 0
12 | 24 | 3 | 30 | 100 | 100 | 0 | 0 | 0 | 0 | 1.5 | 13.34% | 0
12 | 24 | 4 | 30 | 100 | 100 | 0 | 0 | 0 | 0 | 1.5 | 13.34% | 0
12 | 24 | 5 | 30 | 100 | 100 | 0 | 0 | 0 | 0 | 1.5 | 13.34% | 0
12 | 24 | 6 | 30 | 100 | 100 | 0 | 0 | 0 | 0 | 1.5 | 13.34% | 0
12 | 24 | 7 | 30 | 11.905 | 7.1741 | 0.003348 | 0 | -0.00022411 | -0.00112 | 1.5 | 13.34% | 4.7309
12 | 24 | 8 | 30 | 31.885 | 46.2487 | 0.041854 | -0.0184 | -0.00065433 | -0.00327 | 1.5 | 13.34% | 14.3637
12 | 24 | 9 | 30 | 53.243 | 57.9728 | 0.071481 | -0.03978 | -0.0010505 | -0.00525 | 1.5 | 13.34% | 4.7298
12 | 24 | 10 | 30 | 64.317 | 30.9394 | 0.041562 | -0.01048 | -0.0018169 | -0.00908 | 1.5 | 13.34% | 33.3776
12 | 24 | 11 | 30 | 73.982 | 60.2597 | 0.096705 | -0.05576 | -0.0015688 | -0.00784 | 1.5 | 13.34% | 13.7223
12 | 24 | 12 | 30 | 73.904 | 15.0001 | 0.02951 | -0.00239 | -0.0017709 | -0.00885 | 1.5 | 13.34% | 58.9039
12 | 24 | 13 | 30 | 64.147 | 65.7833 | 0.12001 | -0.07754 | -0.00084842 | -0.00424 | 1.5 | 13.34% | 1.6363
12 | 24 | 14 | 30 | 53.105 | 63.1243 | 0.08576 | -0.05282 | -0.0008064 | -0.00403 | 1.5 | 13.34% | 10.0193
12 | 24 | 15 | 30 | 31.479 | 56.1055 | 0.056225 | -0.03083 | -0.00045823 | -0.00229 | 1.5 | 13.34% | 24.6265
12 | 24 | 16 | 30 | 11.746 | 7.2067 | 0.002679 | 0 | -0.00018009 | -0.0009 | 1.5 | 13.34% | 4.5393
12 | 24 | 17 | 30 | 100 | 100 | 0 | 0 | 0 | 0 | 1.5 | 13.34% | 0
12 | 24 | 18 | 30 | 100 | 100 | 0 | 0 | 0 | 0 | 1.5 | 13.34% | 0
12 | 24 | 19 | 30 | 100 | 100 | 0 | 0 | 0 | 0 | 1.5 | 13.34% | 0
12 | 24 | 20 | 30 | 100 | 100 | 0 | 0 | 0 | 0 | 1.5 | 13.34% | 0
12 | 24 | 21 | 30 | 100 | 100 | 0 | 0 | 0 | 0 | 1.5 | 13.34% | 0
12 | 24 | 22 | 30 | 100 | 100 | 0 | 0 | 0 | 0 | 1.5 | 13.34% | 0
12 | 24 | 23 | 30 | 100 | 100 | 0 | 0 | 0 | 0 | 1.5 | 13.34% | 0
12 | 25 | 0 | 30 | 100 | 100 | 0 | 0 | 0 | 0 | 1.5 | 13.34% | 0
12 | 25 | 1 | 30 | 100 | 100 | 0 | 0 | 0 | 0 | 1.5 | 13.34% | 0
12 | 25 | 2 | 30 | 100 | 100 | 0 | 0 | 0 | 0 | 1.5 | 13.34% | 0
12 | 25 | 3 | 30 | 100 | 100 | 0 | 0 | 0 | 0 | 1.5 | 13.34% | 0
12 | 25 | 4 | 30 | 100 | 100 | 0 | 0 | 0 | 0 | 1.5 | 13.34% | 0
12 | 25 | 5 | 30 | 100 | 100 | 0 | 0 | 0 | 0 | 1.5 | 13.34% | 0
12 | 25 | 6 | 30 | 100 | 100 | 0 | 0 | 0 | 0 | 1.5 | 13.34% | 0
12 | 25 | 7 | 30 | 11.825 | 7.196 | 0.002176 | 0 | -0.00014607 | -0.00073 | 1.5 | 13.34% | 4.629
12 | 25 | 8 | 30 | 31.598 | 43.3058 | 0.035553 | -0.01439 | -0.00070235 | -0.00351 | 1.5 | 13.34% | 11.7078
12 | 25 | 9 | 30 | 53.091 | 51.1922 | 0.055875 | -0.02674 | -0.0012326 | -0.00616 | 1.5 | 13.34% | 1.8988
12 | 25 | 10 | 30 | 64.046 | 54.1314 | 0.077865 | -0.03979 | -0.0015308 | -0.00765 | 1.5 | 13.34% | 9.9146
12 | 25 | 11 | 30 | 73.786 | 59.0784 | 0.09315 | -0.05245 | -0.0016228 | -0.00811 | 1.5 | 13.34% | 14.7076
12 | 25 | 12 | 30 | 73.886 | 66.9066 | 0.12242 | -0.08001 | -0.0011366 | -0.00568 | 1.5 | 13.34% | 6.9794
12 | 25 | 13 | 30 | 64.127 | 68.8107 | 0.14 | -0.09545 | -0.00052426 | -0.00262 | 1.5 | 13.34% | 4.6837
12 | 25 | 14 | 30 | 53.155 | 52.5863 | 0.057037 | -0.02818 | -0.0011886 | -0.00594 | 1.5 | 13.34% | 0.56873
12 | 25 | 15 | 30 | 31.717 | 14.3844 | 0.010212 | -0.00078 | -0.0006023 | -0.00301 | 1.5 | 13.34% | 17.3326
12 | 25 | 16 | 30 | 11.858 | 7.2216 | 0.001842 | 0 | -0.00012406 | -0.00062 | 1.5 | 13.34% | 4.6364
12 | 25 | 17 | 30 | 100 | 100 | 0 | 0 | 0 | 0 | 1.5 | 13.34% | 0
12 | 25 | 18 | 30 | 100 | 100 | 0 | 0 | 0 | 0 | 1.5 | 13.34% | 0
12 | 25 | 19 | 30 | 100 | 100 | 0 | 0 | 0 | 0 | 1.5 | 13.34% | 0
12 | 25 | 20 | 30 | 100 | 100 | 0 | 0 | 0 | 0 | 1.5 | 13.34% | 0
12 | 25 | 21 | 30 | 100 | 100 | 0 | 0 | 0 | 0 | 1.5 | 13.34% | 0
12 | 25 | 22 | 30 | 100 | 100 | 0 | 0 | 0 | 0 | 1.5 | 13.34% | 0
12 | 25 | 23 | 30 | 100 | 100 | 0 | 0 | 0 | 0 | 1.5 | 13.34% | 0
12 | 26 | 0 | 30 | 100 | 100 | 0 | 0 | 0 | 0 | 1.5 | 13.34% | 0
12 | 26 | 1 | 30 | 100 | 100 | 0 | 0 | 0 | 0 | 1.5 | 13.34% | 0
12 | 26 | 2 | 30 | 100 | 100 | 0 | 0 | 0 | 0 | 1.5 | 13.34% | 0
12 | 26 | 3 | 30 | 100 | 100 | 0 | 0 | 0 | 0 | 1.5 | 13.34% | 0
12 | 26 | 4 | 30 | 100 | 100 | 0 | 0 | 0 | 0 | 1.5 | 13.34% | 0
12 | 26 | 5 | 30 | 100 | 100 | 0 | 0 | 0 | 0 | 1.5 | 13.34% | 0
12 | 26 | 6 | 30 | 100 | 100 | 0 | 0 | 0 | 0 | 1.5 | 13.34% | 0
12 | 26 | 7 | 30 | 11.617 | 7.1336 | 0.001172 | 0 | -7.8039e-05 | -0.00039 | 1.5 | 13.34% | 4.4834
12 | 26 | 8 | 30 | 31.309 | 44.8239 | 0.038349 | -0.01621 | -0.00067634 | -0.00338 | 1.5 | 13.34% | 13.5149
12 | 26 | 9 | 30 | 52.937 | 63.564 | 0.090376 | -0.05618 | -0.00077439 | -0.00387 | 1.5 | 13.34% | 10.627
12 | 26 | 10 | 30 | 63.919 | 67.995 | 0.13467 | -0.09051 | -0.00063031 | -0.00315 | 1.5 | 13.34% | 4.076
12 | 26 | 11 | 30 | 73.644 | 71.8177 | 0.15067 | -0.10708 | -0.00065633 | -0.00328 | 1.5 | 13.34% | 1.8263
12 | 26 | 12 | 30 | 73.861 | 71.5133 | 0.14931 | -0.10562 | -0.00067434 | -0.00337 | 1.5 | 13.34% | 2.3477
12 | 26 | 13 | 30 | 64.207 | 68.0856 | 0.13479 | -0.09074 | -0.00061431 | -0.00307 | 1.5 | 13.34% | 3.8786
12 | 26 | 14 | 30 | 53.227 | 65.6612 | 0.097527 | -0.06297 | -0.00064432 | -0.00322 | 1.5 | 13.34% | 12.4342
12 | 26 | 15 | 30 | 31.887 | 54.4304 | 0.051208 | -0.02706 | -0.00052626 | -0.00263 | 1.5 | 13.34% | 22.5434
12 | 26 | 16 | 30 | 11.928 | 7.1873 | 0.003014 | 0 | -0.0002021 | -0.00101 | 1.5 | 13.34% | 4.7407
12 | 26 | 17 | 30 | 100 | 100 | 0 | 0 | 0 | 0 | 1.5 | 13.34% | 0
12 | 26 | 18 | 30 | 100 | 100 | 0 | 0 | 0 | 0 | 1.5 | 13.34% | 0
12 | 26 | 19 | 30 | 100 | 100 | 0 | 0 | 0 | 0 | 1.5 | 13.34% | 0
12 | 26 | 20 | 30 | 100 | 100 | 0 | 0 | 0 | 0 | 1.5 | 13.34% | 0
12 | 26 | 21 | 30 | 100 | 100 | 0 | 0 | 0 | 0 | 1.5 | 13.34% | 0
12 | 26 | 22 | 30 | 100 | 100 | 0 | 0 | 0 | 0 | 1.5 | 13.34% | 0
12 | 26 | 23 | 30 | 100 | 100 | 0 | 0 | 0 | 0 | 1.5 | 13.34% | 0
12 | 27 | 0 | 30 | 100 | 100 | 0 | 0 | 0 | 0 | 1.5 | 13.34% | 0
12 | 27 | 1 | 30 | 100 | 100 | 0 | 0 | 0 | 0 | 1.5 | 13.34% | 0
12 | 27 | 2 | 30 | 100 | 100 | 0 | 0 | 0 | 0 | 1.5 | 13.34% | 0
12 | 27 | 3 | 30 | 100 | 100 | 0 | 0 | 0 | 0 | 1.5 | 13.34% | 0
12 | 27 | 4 | 30 | 100 | 100 | 0 | 0 | 0 | 0 | 1.5 | 13.34% | 0
12 | 27 | 5 | 30 | 100 | 100 | 0 | 0 | 0 | 0 | 1.5 | 13.34% | 0
12 | 27 | 6 | 30 | 100 | 100 | 0 | 0 | 0 | 0 | 1.5 | 13.34% | 0
12 | 27 | 7 | 30 | 11.418 | 7.1741 | 0.002511 | 0 | -0.00016808 | -0.00084 | 1.5 | 13.34% | 4.2439
12 | 27 | 8 | 30 | 31.174 | 48.5394 | 0.049591 | -0.02323 | -0.00056628 | -0.00283 | 1.5 | 13.34% | 17.3654
12 | 27 | 9 | 30 | 52.67 | 65.5374 | 0.099409 | -0.0641 | -0.00063432 | -0.00317 | 1.5 | 13.34% | 12.8674
12 | 27 | 10 | 30 | 63.796 | 68.145 | 0.13571 | -0.09145 | -0.00061231 | -0.00306 | 1.5 | 13.34% | 4.349
12 | 27 | 11 | 30 | 73.563 | 71.3727 | 0.15417 | -0.10901 | -0.0005983 | -0.00299 | 1.5 | 13.34% | 2.1903
12 | 27 | 12 | 30 | 73.877 | 72.15 | 0.15428 | -0.11029 | -0.0005943 | -0.00297 | 1.5 | 13.34% | 1.727
12 | 27 | 13 | 30 | 64.16 | 68.1447 | 0.13551 | -0.09132 | -0.0006083 | -0.00304 | 1.5 | 13.34% | 3.9847
12 | 27 | 14 | 30 | 53.18 | 65.2719 | 0.099428 | -0.06387 | -0.00062231 | -0.00311 | 1.5 | 13.34% | 12.0919
12 | 27 | 15 | 30 | 32.071 | 53.8355 | 0.049812 | -0.02597 | -0.00055028 | -0.00275 | 1.5 | 13.34% | 21.7645
12 | 27 | 16 | 30 | 11.963 | 7.2317 | 0.002344 | 0 | -0.00015808 | -0.00079 | 1.5 | 13.34% | 4.7313
12 | 27 | 17 | 30 | 100 | 100 | 0 | 0 | 0 | 0 | 1.5 | 13.34% | 0
12 | 27 | 18 | 30 | 100 | 100 | 0 | 0 | 0 | 0 | 1.5 | 13.34% | 0
12 | 27 | 19 | 30 | 100 | 100 | 0 | 0 | 0 | 0 | 1.5 | 13.34% | 0
12 | 27 | 20 | 30 | 100 | 100 | 0 | 0 | 0 | 0 | 1.5 | 13.34% | 0
12 | 27 | 21 | 30 | 100 | 100 | 0 | 0 | 0 | 0 | 1.5 | 13.34% | 0
12 | 27 | 22 | 30 | 100 | 100 | 0 | 0 | 0 | 0 | 1.5 | 13.34% | 0
12 | 27 | 23 | 30 | 100 | 100 | 0 | 0 | 0 | 0 | 1.5 | 13.34% | 0
12 | 28 | 0 | 30 | 100 | 100 | 0 | 0 | 0 | 0 | 1.5 | 13.34% | 0
12 | 28 | 1 | 30 | 100 | 100 | 0 | 0 | 0 | 0 | 1.5 | 13.34% | 0
12 | 28 | 2 | 30 | 100 | 100 | 0 | 0 | 0 | 0 | 1.5 | 13.34% | 0
12 | 28 | 3 | 30 | 100 | 100 | 0 | 0 | 0 | 0 | 1.5 | 13.34% | 0
12 | 28 | 4 | 30 | 100 | 100 | 0 | 0 | 0 | 0 | 1.5 | 13.34% | 0
12 | 28 | 5 | 30 | 100 | 100 | 0 | 0 | 0 | 0 | 1.5 | 13.34% | 0
12 | 28 | 6 | 30 | 100 | 100 | 0 | 0 | 0 | 0 | 1.5 | 13.34% | 0
12 | 28 | 7 | 30 | 11.292 | 7.2165 | 0.003181 | 0 | -0.00021411 | -0.00107 | 1.5 | 13.34% | 4.0755
12 | 28 | 8 | 30 | 30.859 | 51.636 | 0.061603 | -0.03116 | -0.00042821 | -0.00214 | 1.5 | 13.34% | 20.777
12 | 28 | 9 | 30 | 52.481 | 65.4431 | 0.098833 | -0.06362 | -0.00064032 | -0.0032 | 1.5 | 13.34% | 12.9621
12 | 28 | 10 | 30 | 63.55 | 68.6573 | 0.13939 | -0.09477 | -0.00055228 | -0.00276 | 1.5 | 13.34% | 5.1073
12 | 28 | 11 | 30 | 73.233 | 69.9605 | 0.14399 | -0.09942 | -0.00077439 | -0.00387 | 1.5 | 13.34% | 3.2725
12 | 28 | 12 | 30 | 73.842 | 70.8527 | 0.14506 | -0.10149 | -0.00075438 | -0.00377 | 1.5 | 13.34% | 2.9893
12 | 28 | 13 | 30 | 64.202 | 67.6491 | 0.13237 | -0.08843 | -0.00066633 | -0.00333 | 1.5 | 13.34% | 3.4471
12 | 28 | 14 | 30 | 53.23 | 63.7093 | 0.092308 | -0.0576 | -0.00073837 | -0.00369 | 1.5 | 13.34% | 10.4793
12 | 28 | 15 | 30 | 32.199 | 52.9598 | 0.047692 | -0.02437 | -0.00058029 | -0.0029 | 1.5 | 13.34% | 20.7608
12 | 28 | 16 | 30 | 12.005 | 7.1741 | 0.002511 | 0 | -0.00016808 | -0.00084 | 1.5 | 13.34% | 4.8309
12 | 28 | 17 | 30 | 100 | 100 | 0 | 0 | 0 | 0 | 1.5 | 13.34% | 0
12 | 28 | 18 | 30 | 100 | 100 | 0 | 0 | 0 | 0 | 1.5 | 13.34% | 0
12 | 28 | 19 | 30 | 100 | 100 | 0 | 0 | 0 | 0 | 1.5 | 13.34% | 0
12 | 28 | 20 | 30 | 100 | 100 | 0 | 0 | 0 | 0 | 1.5 | 13.34% | 0
12 | 28 | 21 | 30 | 100 | 100 | 0 | 0 | 0 | 0 | 1.5 | 13.34% | 0
12 | 28 | 22 | 30 | 100 | 100 | 0 | 0 | 0 | 0 | 1.5 | 13.34% | 0
12 | 28 | 23 | 30 | 100 | 100 | 0 | 0 | 0 | 0 | 1.5 | 13.34% | 0
12 | 29 | 0 | 30 | 100 | 100 | 0 | 0 | 0 | 0 | 1.5 | 13.34% | 0
12 | 29 | 1 | 30 | 100 | 100 | 0 | 0 | 0 | 0 | 1.5 | 13.34% | 0
12 | 29 | 2 | 30 | 100 | 100 | 0 | 0 | 0 | 0 | 1.5 | 13.34% | 0
12 | 29 | 3 | 30 | 100 | 100 | 0 | 0 | 0 | 0 | 1.5 | 13.34% | 0
12 | 29 | 4 | 30 | 100 | 100 | 0 | 0 | 0 | 0 | 1.5 | 13.34% | 0
12 | 29 | 5 | 30 | 100 | 100 | 0 | 0 | 0 | 0 | 1.5 | 13.34% | 0
12 | 29 | 6 | 30 | 100 | 100 | 0 | 0 | 0 | 0 | 1.5 | 13.34% | 0
12 | 29 | 7 | 30 | 11.116 | 7.2216 | 0.001842 | 0 | -0.00012406 | -0.00062 | 1.5 | 13.34% | 3.8944
12 | 29 | 8 | 30 | 30.444 | 14.4497 | 0.011623 | -0.00091 | -0.00067234 | -0.00336 | 1.5 | 13.34% | 15.9943
12 | 29 | 9 | 30 | 52.265 | 37.0167 | 0.036575 | -0.01168 | -0.0013567 | -0.00678 | 1.5 | 13.34% | 15.2483
12 | 29 | 10 | 30 | 63.386 | 59.6503 | 0.094177 | -0.05411 | -0.0012946 | -0.00647 | 1.5 | 13.34% | 3.7357
12 | 29 | 11 | 30 | 73.028 | 15.7812 | 0.03204 | -0.00286 | -0.0018969 | -0.00948 | 1.5 | 13.34% | 57.2468
12 | 29 | 12 | 30 | 73.762 | 13.0152 | 0.025033 | -0.00151 | -0.0015468 | -0.00773 | 1.5 | 13.34% | 60.7468
12 | 29 | 13 | 30 | 64.081 | 12.8755 | 0.022286 | -0.00132 | -0.0013727 | -0.00686 | 1.5 | 13.34% | 51.2055
12 | 29 | 14 | 30 | 53.251 | 60.2816 | 0.079401 | -0.04636 | -0.00093847 | -0.00469 | 1.5 | 13.34% | 7.0306
12 | 29 | 15 | 30 | 32.299 | 45.0053 | 0.032473 | -0.01357 | -0.00072036 | -0.0036 | 1.5 | 13.34% | 12.7063
12 | 29 | 16 | 30 | 12.098 | 7.2067 | 0.002679 | 0 | -0.00018009 | -0.0009 | 1.5 | 13.34% | 4.8913
12 | 29 | 17 | 30 | 100 | 100 | 0 | 0 | 0 | 0 | 1.5 | 13.34% | 0
12 | 29 | 18 | 30 | 100 | 100 | 0 | 0 | 0 | 0 | 1.5 | 13.34% | 0
12 | 29 | 19 | 30 | 100 | 100 | 0 | 0 | 0 | 0 | 1.5 | 13.34% | 0
12 | 29 | 20 | 30 | 100 | 100 | 0 | 0 | 0 | 0 | 1.5 | 13.34% | 0
12 | 29 | 21 | 30 | 100 | 100 | 0 | 0 | 0 | 0 | 1.5 | 13.34% | 0
12 | 29 | 22 | 30 | 100 | 100 | 0 | 0 | 0 | 0 | 1.5 | 13.34% | 0
12 | 29 | 23 | 30 | 100 | 100 | 0 | 0 | 0 | 0 | 1.5 | 13.34% | 0
12 | 30 | 0 | 30 | 100 | 100 | 0 | 0 | 0 | 0 | 1.5 | 13.34% | 0
12 | 30 | 1 | 30 | 100 | 100 | 0 | 0 | 0 | 0 | 1.5 | 13.34% | 0
12 | 30 | 2 | 30 | 100 | 100 | 0 | 0 | 0 | 0 | 1.5 | 13.34% | 0
12 | 30 | 3 | 30 | 100 | 100 | 0 | 0 | 0 | 0 | 1.5 | 13.34% | 0
12 | 30 | 4 | 30 | 100 | 100 | 0 | 0 | 0 | 0 | 1.5 | 13.34% | 0
12 | 30 | 5 | 30 | 100 | 100 | 0 | 0 | 0 | 0 | 1.5 | 13.34% | 0
12 | 30 | 6 | 30 | 100 | 100 | 0 | 0 | 0 | 0 | 1.5 | 13.34% | 0
12 | 30 | 7 | 30 | 10.955 | 7.0325 | 0.00067 | 0 | -4.4022e-05 | -0.00022 | 1.5 | 13.34% | 3.9225
12 | 30 | 8 | 30 | 30.217 | 7.9356 | 0.004395 | -3.56e-05 | -0.00029014 | -0.00145 | 1.5 | 13.34% | 22.2814
12 | 30 | 9 | 30 | 51.999 | 8.6812 | 0.009153 | -0.00014 | -0.0006023 | -0.00301 | 1.5 | 13.34% | 43.3178
12 | 30 | 10 | 30 | 63.174 | 8.8554 | 0.012889 | -0.00022 | -0.00084642 | -0.00423 | 1.5 | 13.34% | 54.3186
12 | 30 | 11 | 30 | 72.796 | 9.002 | 0.015104 | -0.00028 | -0.0009905 | -0.00495 | 1.5 | 13.34% | 63.794
12 | 30 | 12 | 30 | 73.717 | 9.0033 | 0.015102 | -0.00028 | -0.0009905 | -0.00495 | 1.5 | 13.34% | 64.7137
12 | 30 | 13 | 30 | 63.925 | 8.8184 | 0.013063 | -0.00022 | -0.00085643 | -0.00428 | 1.5 | 13.34% | 55.1066
12 | 30 | 14 | 30 | 53.171 | 8.6346 | 0.009325 | -0.00014 | -0.00061231 | -0.00306 | 1.5 | 13.34% | 44.5364
12 | 30 | 15 | 30 | 32.484 | 9.116 | 0.00547 | -0.00011 | -0.00035618 | -0.00178 | 1.5 | 13.34% | 23.368
12 | 30 | 16 | 30 | 12.194 | 7.2611 | 0.001005 | 0 | -6.8034e-05 | -0.00034 | 1.5 | 13.34% | 4.9329
12 | 30 | 17 | 30 | 100 | 100 | 0 | 0 | 0 | 0 | 1.5 | 13.34% | 0
12 | 30 | 18 | 30 | 100 | 100 | 0 | 0 | 0 | 0 | 1.5 | 13.34% | 0
12 | 30 | 19 | 30 | 100 | 100 | 0 | 0 | 0 | 0 | 1.5 | 13.34% | 0
12 | 30 | 20 | 30 | 100 | 100 | 0 | 0 | 0 | 0 | 1.5 | 13.34% | 0
12 | 30 | 21 | 30 | 100 | 100 | 0 | 0 | 0 | 0 | 1.5 | 13.34% | 0
12 | 30 | 22 | 30 | 100 | 100 | 0 | 0 | 0 | 0 | 1.5 | 13.34% | 0
12 | 30 | 23 | 30 | 100 | 100 | 0 | 0 | 0 | 0 | 1.5 | 13.34% | 0
12 | 31 | 0 | 30 | 100 | 100 | 0 | 0 | 0 | 0 | 1.5 | 13.34% | 0
12 | 31 | 1 | 30 | 100 | 100 | 0 | 0 | 0 | 0 | 1.5 | 13.34% | 0
12 | 31 | 2 | 30 | 100 | 100 | 0 | 0 | 0 | 0 | 1.5 | 13.34% | 0
12 | 31 | 3 | 30 | 100 | 100 | 0 | 0 | 0 | 0 | 1.5 | 13.34% | 0
12 | 31 | 4 | 30 | 100 | 100 | 0 | 0 | 0 | 0 | 1.5 | 13.34% | 0
12 | 31 | 5 | 30 | 100 | 100 | 0 | 0 | 0 | 0 | 1.5 | 13.34% | 0
12 | 31 | 6 | 30 | 100 | 100 | 0 | 0 | 0 | 0 | 1.5 | 13.34% | 0
12 | 31 | 7 | 30 | 10.763 | 7.2637 | 0.001507 | 0 | -0.00010205 | -0.00051 | 1.5 | 13.34% | 3.4993
12 | 31 | 8 | 30 | 29.939 | 33.7729 | 0.023306 | -0.00687 | -0.00074837 | -0.00374 | 1.5 | 13.34% | 3.8339
12 | 31 | 9 | 30 | 51.753 | 59.1824 | 0.076247 | -0.04358 | -0.00097048 | -0.00485 | 1.5 | 13.34% | 7.4294
12 | 31 | 10 | 30 | 62.929 | 67.0136 | 0.1334 | -0.08831 | -0.00065032 | -0.00325 | 1.5 | 13.34% | 4.0846
12 | 31 | 11 | 30 | 72.494 | 68.3897 | 0.13467 | -0.09051 | -0.00094447 | -0.00472 | 1.5 | 13.34% | 4.1043
12 | 31 | 12 | 30 | 73.679 | 44.5585 | 0.063864 | -0.02557 | -0.001997 | -0.00998 | 1.5 | 13.34% | 29.1205
12 | 31 | 13 | 30 | 63.879 | 65.9576 | 0.1276 | -0.08289 | -0.00076638 | -0.00383 | 1.5 | 13.34% | 2.0786
12 | 31 | 14 | 30 | 53.158 | 48.6162 | 0.052415 | -0.02357 | -0.0012866 | -0.00643 | 1.5 | 13.34% | 4.5418
12 | 31 | 15 | 30 | 32.562 | 25.68 | 0.01702 | -0.0034 | -0.00077239 | -0.00386 | 1.5 | 13.34% | 6.882
12 | 31 | 16 | 30 | 12.235 | 7.2317 | 0.002344 | 0 | -0.00015808 | -0.00079 | 1.5 | 13.34% | 5.0033
12 | 31 | 17 | 30 | 100 | 100 | 0 | 0 | 0 | 0 | 1.5 | 13.34% | 0
12 | 31 | 18 | 30 | 100 | 100 | 0 | 0 | 0 | 0 | 1.5 | 13.34% | 0
12 | 31 | 19 | 30 | 100 | 100 | 0 | 0 | 0 | 0 | 1.5 | 13.34% | 0
12 | 31 | 20 | 30 | 100 | 100 | 0 | 0 | 0 | 0 | 1.5 | 13.34% | 0
12 | 31 | 21 | 30 | 100 | 100 | 0 | 0 | 0 | 0 | 1.5 | 13.34% | 0
12 | 31 | 22 | 30 | 100 | 100 | 0 | 0 | 0 | 0 | 1.5 | 13.34% | 0
12 | 31 | 23 | 30 | 100 | 100 | 0 | 0 | 0 | 0 | 1.5 | 13.34% | 0
0