## test1_SAM
Shading results generated by Integrated SAM Shade Calculator on Thu May 12 16:04:57 2016 in 1.629 seconds
Geometry file: C:\Users\adobos\Projects\SAMnt\tests\3D Shading\test2.s3d
Site address: quito ecuador |  |  |  |  | PVSOL | [6 empty] | Comparision
Latitude | -0.18065 | Longitude | -78.4678 | Time zone: -5 | Loss | Rated PV Energy | Module-specific Partial Shading | Horizon Shading | Horizon shading | Module Area | Module Efficiency | Loss difference | Average difference
Month | Day | Hour | Minute | 0% |  | kWh | kWh | kWh | kWh/m2 | m2 | %
1 | 1 | 0 | 30 | 100 | 100 | 0 | 0 | 0 | 0 | 1.5 | 13.34% | 0 | 13.3235
1 | 1 | 1 | 30 | 100 | 100 | 0 | 0 | 0 | 0 | 1.5 | 13.34% | 0
1 | 1 | 2 | 30 | 100 | 100 | 0 | 0 | 0 | 0 | 1.5 | 13.34% | 0
1 | 1 | 3 | 30 | 100 | 100 | 0 | 0 | 0 | 0 | 1.5 | 13.34% | 0
1 | 1 | 4 | 30 | 100 | 100 | 0 | 0 | 0 | 0 | 1.5 | 13.34% | 0
1 | 1 | 5 | 30 | 100 | 100 | 0 | 0 | 0 | 0 | 1.5 | 13.34% | 0
1 | 1 | 6 | 30 | 54.579 | 10.145 | 0.000869 | 0 | -8.004e-05 | -0.0004 | 1.5 | 13.34% | 44.434
1 | 1 | 7 | 30 | 52.377 | 39.8876 | 0.030188 | -0.00962 | -0.0017309 | -0.00865 | 1.5 | 13.34% | 12.4894
1 | 1 | 8 | 30 | 39.382 | 36.5914 | 0.073381 | -0.02338 | -0.0025413 | -0.0127 | 1.5 | 13.34% | 2.7906
1 | 1 | 9 | 30 | 20.795 | 16.4023 | 0.086371 | -0.00918 | -0.0042841 | -0.02141 | 1.5 | 13.34% | 4.3927
1 | 1 | 10 | 30 | 6.167 | 6.6844 | 0.12363 | -0.00345 | -0.0045123 | -0.02255 | 1.5 | 13.34% | 0.51736
1 | 1 | 11 | 30 | 0 | 5.2758 | 0.11747 | 0 | -0.0058869 | -0.02942 | 1.5 | 13.34% | 5.2758
1 | 1 | 12 | 30 | 0 | 6.4071 | 0.10694 | 0 | -0.0064392 | -0.03218 | 1.5 | 13.34% | 6.4071
1 | 1 | 13 | 30 | 0.004 | 9.6268 | 0.053432 | -4.14e-05 | -0.0046543 | -0.02326 | 1.5 | 13.34% | 9.6228
1 | 1 | 14 | 30 | 11.813 | 10.6019 | 0.049765 | -0.00052 | -0.0043001 | -0.02149 | 1.5 | 13.34% | 1.2111
1 | 1 | 15 | 30 | 28.088 | 12.7446 | 0.04452 | -0.00141 | -0.0037819 | -0.0189 | 1.5 | 13.34% | 15.3434
1 | 1 | 16 | 30 | 47.848 | 11.9099 | 0.016826 | -0.00032 | -0.0015048 | -0.00752 | 1.5 | 13.34% | 35.9381
1 | 1 | 17 | 30 | 53.884 | 10.0505 | 0.002936 | 0 | -0.00026813 | -0.00134 | 1.5 | 13.34% | 43.8335
1 | 1 | 18 | 30 | 100 | 10.1852 | 0.000368 | 0 | -3.4017e-05 | -0.00017 | 1.5 | 13.34% | 89.8148
1 | 1 | 19 | 30 | 100 | 100 | 0 | 0 | 0 | 0 | 1.5 | 13.34% | 0
1 | 1 | 20 | 30 | 100 | 100 | 0 | 0 | 0 | 0 | 1.5 | 13.34% | 0
1 | 1 | 21 | 30 | 100 | 100 | 0 | 0 | 0 | 0 | 1.5 | 13.34% | 0
1 | 1 | 22 | 30 | 100 | 100 | 0 | 0 | 0 | 0 | 1.5 | 13.34% | 0
1 | 1 | 23 | 30 | 100 | 100 | 0 | 0 | 0 | 0 | 1.5 | 13.34% | 0
1 | 2 | 0 | 30 | 100 | 100 | 0 | 0 | 0 | 0 | 1.5 | 13.34% | 0
1 | 2 | 1 | 30 | 100 | 100 | 0 | 0 | 0 | 0 | 1.5 | 13.34% | 0
1 | 2 | 2 | 30 | 100 | 100 | 0 | 0 | 0 | 0 | 1.5 | 13.34% | 0
1 | 2 | 3 | 30 | 100 | 100 | 0 | 0 | 0 | 0 | 1.5 | 13.34% | 0
1 | 2 | 4 | 30 | 100 | 100 | 0 | 0 | 0 | 0 | 1.5 | 13.34% | 0
1 | 2 | 5 | 30 | 100 | 100 | 0 | 0 | 0 | 0 | 1.5 | 13.34% | 0
1 | 2 | 6 | 30 | 54.94 | 10.0671 | 0.002144 | 0 | -0.0001961 | -0.00098 | 1.5 | 13.34% | 44.8729
1 | 2 | 7 | 30 | 52.674 | 49.6109 | 0.034819 | -0.0149 | -0.0015868 | -0.00793 | 1.5 | 13.34% | 3.0631
1 | 2 | 8 | 30 | 39.637 | 33.9109 | 0.067347 | -0.0191 | -0.0027914 | -0.01395 | 1.5 | 13.34% | 5.7261
1 | 2 | 9 | 30 | 20.952 | 16.8306 | 0.089345 | -0.01017 | -0.0041661 | -0.02082 | 1.5 | 13.34% | 4.1214
1 | 2 | 10 | 30 | 6.292 | 7.098 | 0.11381 | -0.00277 | -0.0049565 | -0.02477 | 1.5 | 13.34% | 0.80605
1 | 2 | 11 | 30 | 0 | 5.0637 | 0.12011 | 0 | -0.0057889 | -0.02893 | 1.5 | 13.34% | 5.0637
1 | 2 | 12 | 30 | 0 | 4.888 | 0.12525 | 0 | -0.0058369 | -0.02917 | 1.5 | 13.34% | 4.888
1 | 2 | 13 | 30 | 0.001 | 5.447 | 0.12255 | -0.00105 | -0.0053347 | -0.02666 | 1.5 | 13.34% | 5.446
1 | 2 | 14 | 30 | 11.721 | 14.8785 | 0.10681 | -0.01063 | -0.0045803 | -0.02289 | 1.5 | 13.34% | 3.1575
1 | 2 | 15 | 30 | 28.025 | 31.7378 | 0.090781 | -0.02461 | -0.0031896 | -0.01594 | 1.5 | 13.34% | 3.7128
1 | 2 | 16 | 30 | 47.876 | 50.349 | 0.054777 | -0.02415 | -0.0022811 | -0.0114 | 1.5 | 13.34% | 2.473
1 | 2 | 17 | 30 | 54.095 | 47.2872 | 0.021551 | -0.00862 | -0.0010665 | -0.00533 | 1.5 | 13.34% | 6.8078
1 | 2 | 18 | 30 | 100 | 10.0933 | 0.000153 | 0 | -1.4027e-05 | -7.01e-05 | 1.5 | 13.34% | 89.9067
1 | 2 | 19 | 30 | 100 | 100 | 0 | 0 | 0 | 0 | 1.5 | 13.34% | 0
1 | 2 | 20 | 30 | 100 | 100 | 0 | 0 | 0 | 0 | 1.5 | 13.34% | 0
1 | 2 | 21 | 30 | 100 | 100 | 0 | 0 | 0 | 0 | 1.5 | 13.34% | 0
1 | 2 | 22 | 30 | 100 | 100 | 0 | 0 | 0 | 0 | 1.5 | 13.34% | 0
1 | 2 | 23 | 30 | 100 | 100 | 0 | 0 | 0 | 0 | 1.5 | 13.34% | 0
1 | 3 | 0 | 30 | 100 | 100 | 0 | 0 | 0 | 0 | 1.5 | 13.34% | 0
1 | 3 | 1 | 30 | 100 | 100 | 0 | 0 | 0 | 0 | 1.5 | 13.34% | 0
1 | 3 | 2 | 30 | 100 | 100 | 0 | 0 | 0 | 0 | 1.5 | 13.34% | 0
1 | 3 | 3 | 30 | 100 | 100 | 0 | 0 | 0 | 0 | 1.5 | 13.34% | 0
1 | 3 | 4 | 30 | 100 | 100 | 0 | 0 | 0 | 0 | 1.5 | 13.34% | 0
1 | 3 | 5 | 30 | 100 | 100 | 0 | 0 | 0 | 0 | 1.5 | 13.34% | 0
1 | 3 | 6 | 30 | 54.988 | 10.0793 | 0.003431 | 0 | -0.00031416 | -0.00157 | 1.5 | 13.34% | 44.9087
1 | 3 | 7 | 30 | 52.816 | 34.9756 | 0.027634 | -0.00731 | -0.0017449 | -0.00872 | 1.5 | 13.34% | 17.8404
1 | 3 | 8 | 30 | 39.994 | 24.4302 | 0.052061 | -0.0087 | -0.0032296 | -0.01614 | 1.5 | 13.34% | 15.5638
1 | 3 | 9 | 30 | 21.15 | 17.6976 | 0.095866 | -0.01239 | -0.0038879 | -0.01943 | 1.5 | 13.34% | 3.4524
1 | 3 | 10 | 30 | 6.39 | 8.1749 | 0.092112 | -0.0014 | -0.0056668 | -0.02832 | 1.5 | 13.34% | 1.7849
1 | 3 | 11 | 30 | 0 | 9.4436 | 0.060085 | 0 | -0.0051846 | -0.02591 | 1.5 | 13.34% | 9.4436
1 | 3 | 12 | 30 | 0 | 9.021 | 0.081181 | 0 | -0.0067174 | -0.03357 | 1.5 | 13.34% | 9.021
1 | 3 | 13 | 30 | 0 | 8.1485 | 0.087471 | -0.0003 | -0.0063132 | -0.03155 | 1.5 | 13.34% | 8.1485
1 | 3 | 14 | 30 | 11.665 | 12.4994 | 0.079604 | -0.00389 | -0.0053867 | -0.02692 | 1.5 | 13.34% | 0.83436
1 | 3 | 15 | 30 | 27.96 | 12.0942 | 0.047196 | -0.00113 | -0.004084 | -0.02041 | 1.5 | 13.34% | 15.8658
1 | 3 | 16 | 30 | 48.006 | 63.9257 | 0.06882 | -0.04134 | -0.0016188 | -0.00809 | 1.5 | 13.34% | 15.9197
1 | 3 | 17 | 30 | 54.256 | 75.3711 | 0.044746 | -0.03255 | -0.00067033 | -0.00335 | 1.5 | 13.34% | 21.1151
1 | 3 | 18 | 30 | 100 | 9.9838 | 0.001014 | 0 | -9.2046e-05 | -0.00046 | 1.5 | 13.34% | 90.0162
1 | 3 | 19 | 30 | 100 | 100 | 0 | 0 | 0 | 0 | 1.5 | 13.34% | 0
1 | 3 | 20 | 30 | 100 | 100 | 0 | 0 | 0 | 0 | 1.5 | 13.34% | 0
1 | 3 | 21 | 30 | 100 | 100 | 0 | 0 | 0 | 0 | 1.5 | 13.34% | 0
1 | 3 | 22 | 30 | 100 | 100 | 0 | 0 | 0 | 0 | 1.5 | 13.34% | 0
1 | 3 | 23 | 30 | 100 | 100 | 0 | 0 | 0 | 0 | 1.5 | 13.34% | 0
1 | 4 | 0 | 30 | 100 | 100 | 0 | 0 | 0 | 0 | 1.5 | 13.34% | 0
1 | 4 | 1 | 30 | 100 | 100 | 0 | 0 | 0 | 0 | 1.5 | 13.34% | 0
1 | 4 | 2 | 30 | 100 | 100 | 0 | 0 | 0 | 0 | 1.5 | 13.34% | 0
1 | 4 | 3 | 30 | 100 | 100 | 0 | 0 | 0 | 0 | 1.5 | 13.34% | 0
1 | 4 | 4 | 30 | 100 | 100 | 0 | 0 | 0 | 0 | 1.5 | 13.34% | 0
1 | 4 | 5 | 30 | 100 | 100 | 0 | 0 | 0 | 0 | 1.5 | 13.34% | 0
1 | 4 | 6 | 30 | 55.305 | 10.0736 | 0.000809 | 0 | -7.4037e-05 | -0.00037 | 1.5 | 13.34% | 45.2314
1 | 4 | 7 | 30 | 53.216 | 13.7856 | 0.015141 | -0.00058 | -0.0013247 | -0.00662 | 1.5 | 13.34% | 39.4304
1 | 4 | 8 | 30 | 40.27 | 12.8848 | 0.032685 | -0.00104 | -0.0028094 | -0.01404 | 1.5 | 13.34% | 27.3852
1 | 4 | 9 | 30 | 21.344 | 10.8623 | 0.043274 | -0.00055 | -0.0037439 | -0.01871 | 1.5 | 13.34% | 10.4817
1 | 4 | 10 | 30 | 6.503 | 9.8225 | 0.047064 | -9.59e-05 | -0.0041221 | -0.0206 | 1.5 | 13.34% | 3.3195
1 | 4 | 11 | 30 | 0 | 9.5112 | 0.056815 | 0 | -0.0049345 | -0.02466 | 1.5 | 13.34% | 9.5112
1 | 4 | 12 | 30 | 0 | 9.328 | 0.067473 | 0 | -0.0057569 | -0.02877 | 1.5 | 13.34% | 9.328
1 | 4 | 13 | 30 | 0 | 9.5593 | 0.057563 | -5.26e-05 | -0.0049745 | -0.02486 | 1.5 | 13.34% | 9.5593
1 | 4 | 14 | 30 | 11.601 | 10.6449 | 0.052194 | -0.00059 | -0.0044882 | -0.02243 | 1.5 | 13.34% | 0.95607
1 | 4 | 15 | 30 | 27.961 | 12.5649 | 0.042833 | -0.00126 | -0.0036618 | -0.0183 | 1.5 | 13.34% | 15.3961
1 | 4 | 16 | 30 | 48.011 | 15.0103 | 0.027915 | -0.00144 | -0.0023912 | -0.01195 | 1.5 | 13.34% | 33.0007
1 | 4 | 17 | 30 | 54.55 | 14.5301 | 0.011323 | -0.00052 | -0.00098249 | -0.00491 | 1.5 | 13.34% | 40.0199
1 | 4 | 18 | 30 | 100 | 10.0459 | 0.000169 | 0 | -1.5428e-05 | -7.71e-05 | 1.5 | 13.34% | 89.9541
1 | 4 | 19 | 30 | 100 | 100 | 0 | 0 | 0 | 0 | 1.5 | 13.34% | 0
1 | 4 | 20 | 30 | 100 | 100 | 0 | 0 | 0 | 0 | 1.5 | 13.34% | 0
1 | 4 | 21 | 30 | 100 | 100 | 0 | 0 | 0 | 0 | 1.5 | 13.34% | 0
1 | 4 | 22 | 30 | 100 | 100 | 0 | 0 | 0 | 0 | 1.5 | 13.34% | 0
1 | 4 | 23 | 30 | 100 | 100 | 0 | 0 | 0 | 0 | 1.5 | 13.34% | 0
1 | 5 | 0 | 30 | 100 | 100 | 0 | 0 | 0 | 0 | 1.5 | 13.34% | 0
1 | 5 | 1 | 30 | 100 | 100 | 0 | 0 | 0 | 0 | 1.5 | 13.34% | 0
1 | 5 | 2 | 30 | 100 | 100 | 0 | 0 | 0 | 0 | 1.5 | 13.34% | 0
1 | 5 | 3 | 30 | 100 | 100 | 0 | 0 | 0 | 0 | 1.5 | 13.34% | 0
1 | 5 | 4 | 30 | 100 | 100 | 0 | 0 | 0 | 0 | 1.5 | 13.34% | 0
1 | 5 | 5 | 30 | 100 | 100 | 0 | 0 | 0 | 0 | 1.5 | 13.34% | 0
1 | 5 | 6 | 30 | 55.447 | 10.0975 | 0.004189 | 0 | -0.00038419 | -0.00192 | 1.5 | 13.34% | 45.3495
1 | 5 | 7 | 30 | 53.392 | 74.9111 | 0.067235 | -0.04876 | -0.00091846 | -0.00459 | 1.5 | 13.34% | 21.5191
1 | 5 | 8 | 30 | 40.553 | 46.8983 | 0.13278 | -0.05997 | -0.0015668 | -0.00783 | 1.5 | 13.34% | 6.3453
1 | 5 | 9 | 30 | 21.511 | 21.9442 | 0.17805 | -0.037 | -0.0016988 | -0.00849 | 1.5 | 13.34% | 0.4332
1 | 5 | 10 | 30 | 6.612 | 5.1594 | 0.2144 | -0.00921 | -0.0017609 | -0.0088 | 1.5 | 13.34% | 1.4526
1 | 5 | 11 | 30 | 0 | 6.5218 | 0.10331 | 0 | -0.0063252 | -0.03161 | 1.5 | 13.34% | 6.5218
1 | 5 | 12 | 30 | 0 | 6.9368 | 0.10158 | 0 | -0.0065893 | -0.03293 | 1.5 | 13.34% | 6.9368
1 | 5 | 13 | 30 | 0 | 6.707 | 0.10523 | -0.00065 | -0.006005 | -0.03001 | 1.5 | 13.34% | 6.707
1 | 5 | 14 | 30 | 11.483 | 12.4181 | 0.07919 | -0.00374 | -0.0054207 | -0.02709 | 1.5 | 13.34% | 0.93505
1 | 5 | 15 | 30 | 27.894 | 19.9626 | 0.062131 | -0.00741 | -0.0041621 | -0.0208 | 1.5 | 13.34% | 7.9314
1 | 5 | 16 | 30 | 48.174 | 28.2205 | 0.038851 | -0.00749 | -0.0027094 | -0.01354 | 1.5 | 13.34% | 19.9535
1 | 5 | 17 | 30 | 54.716 | 35.8701 | 0.018695 | -0.00511 | -0.0011746 | -0.00587 | 1.5 | 13.34% | 18.8459
1 | 5 | 18 | 30 | 100 | 9.8093 | 0.000224 | 0 | -2.001e-05 | -0.0001 | 1.5 | 13.34% | 90.1907
1 | 5 | 19 | 30 | 100 | 100 | 0 | 0 | 0 | 0 | 1.5 | 13.34% | 0
1 | 5 | 20 | 30 | 100 | 100 | 0 | 0 | 0 | 0 | 1.5 | 13.34% | 0
1 | 5 | 21 | 30 | 100 | 100 | 0 | 0 | 0 | 0 | 1.5 | 13.34% | 0
1 | 5 | 22 | 30 | 100 | 100 | 0 | 0 | 0 | 0 | 1.5 | 13.34% | 0
1 | 5 | 23 | 30 | 100 | 100 | 0 | 0 | 0 | 0 | 1.5 | 13.34% | 0
1 | 6 | 0 | 30 | 100 | 100 | 0 | 0 | 0 | 0 | 1.5 | 13.34% | 0
1 | 6 | 1 | 30 | 100 | 100 | 0 | 0 | 0 | 0 | 1.5 | 13.34% | 0
1 | 6 | 2 | 30 | 100 | 100 | 0 | 0 | 0 | 0 | 1.5 | 13.34% | 0
1 | 6 | 3 | 30 | 100 | 100 | 0 | 0 | 0 | 0 | 1.5 | 13.34% | 0
1 | 6 | 4 | 30 | 100 | 100 | 0 | 0 | 0 | 0 | 1.5 | 13.34% | 0
1 | 6 | 5 | 30 | 100 | 100 | 0 | 0 | 0 | 0 | 1.5 | 13.34% | 0
1 | 6 | 6 | 30 | 55.837 | 9.9912 | 0.000771 | 0 | -7.0035e-05 | -0.00035 | 1.5 | 13.34% | 45.8458
1 | 6 | 7 | 30 | 53.719 | 12.0608 | 0.011203 | -0.00023 | -0.0010005 | -0.005 | 1.5 | 13.34% | 41.6582
1 | 6 | 8 | 30 | 40.897 | 11.5592 | 0.023381 | -0.00039 | -0.002073 | -0.01036 | 1.5 | 13.34% | 29.3378
1 | 6 | 9 | 30 | 21.805 | 10.6128 | 0.035706 | -0.00031 | -0.0031456 | -0.01572 | 1.5 | 13.34% | 11.1922
1 | 6 | 10 | 30 | 6.772 | 9.7967 | 0.050002 | -0.00012 | -0.0043522 | -0.02175 | 1.5 | 13.34% | 3.0247
1 | 6 | 11 | 30 | 0 | 9.5348 | 0.055721 | 0 | -0.0048504 | -0.02424 | 1.5 | 13.34% | 9.5348
1 | 6 | 12 | 30 | 0 | 9.8204 | 0.042091 | 0 | -0.0037639 | -0.01881 | 1.5 | 13.34% | 9.8204
1 | 6 | 13 | 30 | 0 | 9.8725 | 0.03934 | -1.44e-05 | -0.0035218 | -0.0176 | 1.5 | 13.34% | 9.8725
1 | 6 | 14 | 30 | 11.418 | 10.2212 | 0.030356 | -8.78e-05 | -0.0027354 | -0.01367 | 1.5 | 13.34% | 1.1968
1 | 6 | 15 | 30 | 27.817 | 10.1132 | 0.016858 | -6.09e-06 | -0.0015428 | -0.00771 | 1.5 | 13.34% | 17.7038
1 | 6 | 16 | 30 | 48.21 | 10.3308 | 0.011298 | -3.02e-05 | -0.0010305 | -0.00515 | 1.5 | 13.34% | 37.8792
1 | 6 | 17 | 30 | 55.003 | 10.2345 | 0.004556 | -7.48e-06 | -0.00041621 | -0.00208 | 1.5 | 13.34% | 44.7685
1 | 6 | 18 | 30 | 100 | 10.0781 | 0.000179 | 0 | -1.6388e-05 | -8.19e-05 | 1.5 | 13.34% | 89.9219
1 | 6 | 19 | 30 | 100 | 100 | 0 | 0 | 0 | 0 | 1.5 | 13.34% | 0
1 | 6 | 20 | 30 | 100 | 100 | 0 | 0 | 0 | 0 | 1.5 | 13.34% | 0
1 | 6 | 21 | 30 | 100 | 100 | 0 | 0 | 0 | 0 | 1.5 | 13.34% | 0
1 | 6 | 22 | 30 | 100 | 100 | 0 | 0 | 0 | 0 | 1.5 | 13.34% | 0
1 | 6 | 23 | 30 | 100 | 100 | 0 | 0 | 0 | 0 | 1.5 | 13.34% | 0
1 | 7 | 0 | 30 | 100 | 100 | 0 | 0 | 0 | 0 | 1.5 | 13.34% | 0
1 | 7 | 1 | 30 | 100 | 100 | 0 | 0 | 0 | 0 | 1.5 | 13.34% | 0
1 | 7 | 2 | 30 | 100 | 100 | 0 | 0 | 0 | 0 | 1.5 | 13.34% | 0
1 | 7 | 3 | 30 | 100 | 100 | 0 | 0 | 0 | 0 | 1.5 | 13.34% | 0
1 | 7 | 4 | 30 | 100 | 100 | 0 | 0 | 0 | 0 | 1.5 | 13.34% | 0
1 | 7 | 5 | 30 | 100 | 100 | 0 | 0 | 0 | 0 | 1.5 | 13.34% | 0
1 | 7 | 6 | 30 | 56.059 | 10.1223 | 0.001132 | 0 | -0.00010405 | -0.00052 | 1.5 | 13.34% | 45.9367
1 | 7 | 7 | 30 | 54.062 | 14.2104 | 0.015882 | -0.00068 | -0.0013807 | -0.0069 | 1.5 | 13.34% | 39.8516
1 | 7 | 8 | 30 | 41.246 | 12.6357 | 0.030953 | -0.0009 | -0.0026733 | -0.01336 | 1.5 | 13.34% | 28.6103
1 | 7 | 9 | 30 | 21.926 | 10.075 | 0.016484 | 0 | -0.0015088 | -0.00754 | 1.5 | 13.34% | 11.851
1 | 7 | 10 | 30 | 6.866 | 9.825 | 0.046934 | -9.52e-05 | -0.0041121 | -0.02055 | 1.5 | 13.34% | 2.959
1 | 7 | 11 | 30 | 0 | 9.68 | 0.048451 | 0 | -0.0042761 | -0.02137 | 1.5 | 13.34% | 9.68
1 | 7 | 12 | 30 | 0 | 9.5609 | 0.070051 | 0 | -0.0061131 | -0.03055 | 1.5 | 13.34% | 9.5609
1 | 7 | 13 | 30 | 0 | 9.5382 | 0.059239 | -5.67e-05 | -0.0051066 | -0.02552 | 1.5 | 13.34% | 9.5382
1 | 7 | 14 | 30 | 11.402 | 13.6129 | 0.092375 | -0.00668 | -0.0051886 | -0.02593 | 1.5 | 13.34% | 2.2109
1 | 7 | 15 | 30 | 27.782 | 23.7185 | 0.07057 | -0.01173 | -0.004048 | -0.02023 | 1.5 | 13.34% | 4.0635
1 | 7 | 16 | 30 | 48.414 | 10.0689 | 0.008859 | 0 | -0.0008104 | -0.00405 | 1.5 | 13.34% | 38.3451
1 | 7 | 17 | 30 | 55.166 | 13.7151 | 0.010409 | -0.00039 | -0.00091246 | -0.00456 | 1.5 | 13.34% | 41.4509
1 | 7 | 18 | 30 | 100 | 10.1077 | 0.000194 | 0 | -1.7809e-05 | -8.9e-05 | 1.5 | 13.34% | 89.8923
1 | 7 | 19 | 30 | 100 | 100 | 0 | 0 | 0 | 0 | 1.5 | 13.34% | 0
1 | 7 | 20 | 30 | 100 | 100 | 0 | 0 | 0 | 0 | 1.5 | 13.34% | 0
1 | 7 | 21 | 30 | 100 | 100 | 0 | 0 | 0 | 0 | 1.5 | 13.34% | 0
1 | 7 | 22 | 30 | 100 | 100 | 0 | 0 | 0 | 0 | 1.5 | 13.34% | 0
1 | 7 | 23 | 30 | 100 | 100 | 0 | 0 | 0 | 0 | 1.5 | 13.34% | 0
1 | 8 | 0 | 30 | 100 | 100 | 0 | 0 | 0 | 0 | 1.5 | 13.34% | 0
1 | 8 | 1 | 30 | 100 | 100 | 0 | 0 | 0 | 0 | 1.5 | 13.34% | 0
1 | 8 | 2 | 30 | 100 | 100 | 0 | 0 | 0 | 0 | 1.5 | 13.34% | 0
1 | 8 | 3 | 30 | 100 | 100 | 0 | 0 | 0 | 0 | 1.5 | 13.34% | 0
1 | 8 | 4 | 30 | 100 | 100 | 0 | 0 | 0 | 0 | 1.5 | 13.34% | 0
1 | 8 | 5 | 30 | 100 | 100 | 0 | 0 | 0 | 0 | 1.5 | 13.34% | 0
1 | 8 | 6 | 30 | 56.396 | 10.0986 | 0.002247 | 0 | -0.0002061 | -0.00103 | 1.5 | 13.34% | 46.2974
1 | 8 | 7 | 30 | 54.466 | 67.1964 | 0.04399 | -0.02782 | -0.0010405 | -0.0052 | 1.5 | 13.34% | 12.7304
1 | 8 | 8 | 30 | 41.49 | 43.4325 | 0.086452 | -0.03508 | -0.0017209 | -0.0086 | 1.5 | 13.34% | 1.9425
1 | 8 | 9 | 30 | 22.165 | 21.4576 | 0.13058 | -0.02564 | -0.001959 | -0.00979 | 1.5 | 13.34% | 0.7074
1 | 8 | 10 | 30 | 6.994 | 5.6362 | 0.15639 | -0.00602 | -0.0026453 | -0.01322 | 1.5 | 13.34% | 1.3578
1 | 8 | 11 | 30 | 0 | 1.7593 | 0.17338 | 0 | -0.0029975 | -0.01498 | 1.5 | 13.34% | 1.7593
1 | 8 | 12 | 30 | 0 | 1.8213 | 0.17664 | 0 | -0.0031596 | -0.01579 | 1.5 | 13.34% | 1.8213
1 | 8 | 13 | 30 | 0 | 3.0052 | 0.17184 | -0.00233 | -0.0027514 | -0.01375 | 1.5 | 13.34% | 3.0052
1 | 8 | 14 | 30 | 11.33 | 17.1759 | 0.14658 | -0.02214 | -0.0025913 | -0.01295 | 1.5 | 13.34% | 5.8459
1 | 8 | 15 | 30 | 27.755 | 38.4058 | 0.11489 | -0.04133 | -0.002019 | -0.01009 | 1.5 | 13.34% | 10.6508
1 | 8 | 16 | 30 | 48.365 | 65.5963 | 0.072425 | -0.04496 | -0.0015388 | -0.00769 | 1.5 | 13.34% | 17.2313
1 | 8 | 17 | 30 | 55.487 | 63.4984 | 0.028956 | -0.01697 | -0.00086643 | -0.00433 | 1.5 | 13.34% | 8.0114
1 | 8 | 18 | 30 | 100 | 10.0785 | 0.000172 | 0 | -1.5748e-05 | -7.87e-05 | 1.5 | 13.34% | 89.9215
1 | 8 | 19 | 30 | 100 | 100 | 0 | 0 | 0 | 0 | 1.5 | 13.34% | 0
1 | 8 | 20 | 30 | 100 | 100 | 0 | 0 | 0 | 0 | 1.5 | 13.34% | 0
1 | 8 | 21 | 30 | 100 | 100 | 0 | 0 | 0 | 0 | 1.5 | 13.34% | 0
1 | 8 | 22 | 30 | 100 | 100 | 0 | 0 | 0 | 0 | 1.5 | 13.34% | 0
1 | 8 | 23 | 30 | 100 | 100 | 0 | 0 | 0 | 0 | 1.5 | 13.34% | 0
1 | 9 | 0 | 30 | 100 | 100 | 0 | 0 | 0 | 0 | 1.5 | 13.34% | 0
1 | 9 | 1 | 30 | 100 | 100 | 0 | 0 | 0 | 0 | 1.5 | 13.34% | 0
1 | 9 | 2 | 30 | 100 | 100 | 0 | 0 | 0 | 0 | 1.5 | 13.34% | 0
1 | 9 | 3 | 30 | 100 | 100 | 0 | 0 | 0 | 0 | 1.5 | 13.34% | 0
1 | 9 | 4 | 30 | 100 | 100 | 0 | 0 | 0 | 0 | 1.5 | 13.34% | 0
1 | 9 | 5 | 30 | 100 | 100 | 0 | 0 | 0 | 0 | 1.5 | 13.34% | 0
1 | 9 | 6 | 30 | 56.731 | 10.0766 | 0.001705 | 0 | -0.00015608 | -0.00078 | 1.5 | 13.34% | 46.6544
1 | 9 | 7 | 30 | 54.729 | 48.6778 | 0.032953 | -0.01375 | -0.0015408 | -0.0077 | 1.5 | 13.34% | 6.0512
1 | 9 | 8 | 30 | 41.934 | 32.2294 | 0.063198 | -0.01659 | -0.0028574 | -0.01428 | 1.5 | 13.34% | 9.7046
1 | 9 | 9 | 30 | 22.332 | 17.0882 | 0.089364 | -0.01047 | -0.0041 | -0.02049 | 1.5 | 13.34% | 5.2438
1 | 9 | 10 | 30 | 7.139 | 7.3828 | 0.10814 | -0.00244 | -0.0051626 | -0.0258 | 1.5 | 13.34% | 0.24376
1 | 9 | 11 | 30 | 0 | 4.8836 | 0.12265 | 0 | -0.0057109 | -0.02854 | 1.5 | 13.34% | 4.8836
1 | 9 | 12 | 30 | 0 | 4.9236 | 0.12558 | 0 | -0.0058929 | -0.02945 | 1.5 | 13.34% | 4.9236
1 | 9 | 13 | 30 | 0 | 5.2313 | 0.12728 | -0.00115 | -0.0052346 | -0.02616 | 1.5 | 13.34% | 5.2313
1 | 9 | 14 | 30 | 11.304 | 15.0911 | 0.11134 | -0.0116 | -0.0045203 | -0.02259 | 1.5 | 13.34% | 3.7871
1 | 9 | 15 | 30 | 27.768 | 31.0708 | 0.089733 | -0.02343 | -0.0033957 | -0.01697 | 1.5 | 13.34% | 3.3028
1 | 9 | 16 | 30 | 48.622 | 49.2688 | 0.055618 | -0.02383 | -0.0023932 | -0.01196 | 1.5 | 13.34% | 0.64675
1 | 9 | 17 | 30 | 55.887 | 40.9418 | 0.02099 | -0.00691 | -0.0011946 | -0.00597 | 1.5 | 13.34% | 14.9452
1 | 9 | 18 | 30 | 100 | 10.0804 | 0.000203 | 0 | -1.8589e-05 | -9.29e-05 | 1.5 | 13.34% | 89.9196
1 | 9 | 19 | 30 | 100 | 100 | 0 | 0 | 0 | 0 | 1.5 | 13.34% | 0
1 | 9 | 20 | 30 | 100 | 100 | 0 | 0 | 0 | 0 | 1.5 | 13.34% | 0
1 | 9 | 21 | 30 | 100 | 100 | 0 | 0 | 0 | 0 | 1.5 | 13.34% | 0
1 | 9 | 22 | 30 | 100 | 100 | 0 | 0 | 0 | 0 | 1.5 | 13.34% | 0
1 | 9 | 23 | 30 | 100 | 100 | 0 | 0 | 0 | 0 | 1.5 | 13.34% | 0
1 | 10 | 0 | 30 | 100 | 100 | 0 | 0 | 0 | 0 | 1.5 | 13.34% | 0
1 | 10 | 1 | 30 | 100 | 100 | 0 | 0 | 0 | 0 | 1.5 | 13.34% | 0
1 | 10 | 2 | 30 | 100 | 100 | 0 | 0 | 0 | 0 | 1.5 | 13.34% | 0
1 | 10 | 3 | 30 | 100 | 100 | 0 | 0 | 0 | 0 | 1.5 | 13.34% | 0
1 | 10 | 4 | 30 | 100 | 100 | 0 | 0 | 0 | 0 | 1.5 | 13.34% | 0
1 | 10 | 5 | 30 | 100 | 100 | 0 | 0 | 0 | 0 | 1.5 | 13.34% | 0
1 | 10 | 6 | 30 | 56.948 | 10.1198 | 0.000675 | 0 | -6.2031e-05 | -0.00031 | 1.5 | 13.34% | 46.8282
1 | 10 | 7 | 30 | 55.144 | 11.3534 | 0.009182 | -0.00012 | -0.00082841 | -0.00414 | 1.5 | 13.34% | 43.7906
1 | 10 | 8 | 30 | 42.318 | 12.3825 | 0.028758 | -0.00075 | -0.0025013 | -0.0125 | 1.5 | 13.34% | 29.9355
1 | 10 | 9 | 30 | 22.547 | 12.5049 | 0.061309 | -0.00241 | -0.0046723 | -0.02335 | 1.5 | 13.34% | 10.0421
1 | 10 | 10 | 30 | 7.204 | 10.0209 | 0.029292 | -1.39e-05 | -0.0026553 | -0.01327 | 1.5 | 13.34% | 2.8169
1 | 10 | 11 | 30 | 0 | 10.0729 | 0.015525 | 0 | -0.0014207 | -0.0071 | 1.5 | 13.34% | 10.0729
1 | 10 | 12 | 30 | 0 | 10.0763 | 0.02457 | 0 | -0.0022491 | -0.01124 | 1.5 | 13.34% | 10.0763
1 | 10 | 13 | 30 | 0 | 5.5353 | 0.12275 | -0.00104 | -0.0054527 | -0.02725 | 1.5 | 13.34% | 5.5353
1 | 10 | 14 | 30 | 11.218 | 16.16 | 0.12518 | -0.01575 | -0.0038559 | -0.01927 | 1.5 | 13.34% | 4.942
1 | 10 | 15 | 30 | 27.726 | 42.078 | 0.14719 | -0.05999 | -0.0013687 | -0.00684 | 1.5 | 13.34% | 14.352
1 | 10 | 16 | 30 | 48.775 | 72.5865 | 0.10239 | -0.07227 | -0.0011886 | -0.00594 | 1.5 | 13.34% | 23.8115
1 | 10 | 17 | 30 | 56.062 | 75.7283 | 0.04592 | -0.0336 | -0.00066833 | -0.00334 | 1.5 | 13.34% | 19.6663
1 | 10 | 18 | 30 | 100 | 10.1292 | 0.001871 | 0 | -0.00017209 | -0.00086 | 1.5 | 13.34% | 89.8708
1 | 10 | 19 | 30 | 100 | 100 | 0 | 0 | 0 | 0 | 1.5 | 13.34% | 0
1 | 10 | 20 | 30 | 100 | 100 | 0 | 0 | 0 | 0 | 1.5 | 13.34% | 0
1 | 10 | 21 | 30 | 100 | 100 | 0 | 0 | 0 | 0 | 1.5 | 13.34% | 0
1 | 10 | 22 | 30 | 100 | 100 | 0 | 0 | 0 | 0 | 1.5 | 13.34% | 0
1 | 10 | 23 | 30 | 100 | 100 | 0 | 0 | 0 | 0 | 1.5 | 13.34% | 0
1 | 11 | 0 | 30 | 100 | 100 | 0 | 0 | 0 | 0 | 1.5 | 13.34% | 0
1 | 11 | 1 | 30 | 100 | 100 | 0 | 0 | 0 | 0 | 1.5 | 13.34% | 0
1 | 11 | 2 | 30 | 100 | 100 | 0 | 0 | 0 | 0 | 1.5 | 13.34% | 0
1 | 11 | 3 | 30 | 100 | 100 | 0 | 0 | 0 | 0 | 1.5 | 13.34% | 0
1 | 11 | 4 | 30 | 100 | 100 | 0 | 0 | 0 | 0 | 1.5 | 13.34% | 0
1 | 11 | 5 | 30 | 100 | 100 | 0 | 0 | 0 | 0 | 1.5 | 13.34% | 0
1 | 11 | 6 | 30 | 57.42 | 10.1033 | 0.000676 | 0 | -6.2031e-05 | -0.00031 | 1.5 | 13.34% | 47.3167
1 | 11 | 7 | 30 | 55.406 | 28.5957 | 0.023768 | -0.00463 | -0.0016848 | -0.00842 | 1.5 | 13.34% | 26.8103
1 | 11 | 8 | 30 | 42.69 | 19.2102 | 0.044002 | -0.00461 | -0.0032236 | -0.01611 | 1.5 | 13.34% | 23.4798
1 | 11 | 9 | 30 | 22.748 | 13.1806 | 0.064827 | -0.00327 | -0.0046603 | -0.02329 | 1.5 | 13.34% | 9.5674
1 | 11 | 10 | 30 | 7.396 | 8.3747 | 0.0894 | -0.0013 | -0.0057089 | -0.02853 | 1.5 | 13.34% | 0.97866
1 | 11 | 11 | 30 | 0 | 7.8407 | 0.090244 | 0 | -0.0065613 | -0.03279 | 1.5 | 13.34% | 7.8407
1 | 11 | 12 | 30 | 0 | 8.3587 | 0.088015 | 0 | -0.0067894 | -0.03393 | 1.5 | 13.34% | 8.3587
1 | 11 | 13 | 30 | 0 | 7.1905 | 0.10011 | -0.00053 | -0.0062211 | -0.03109 | 1.5 | 13.34% | 7.1905
1 | 11 | 14 | 30 | 11.181 | 13.8696 | 0.095038 | -0.00728 | -0.0051826 | -0.0259 | 1.5 | 13.34% | 2.6886
1 | 11 | 15 | 30 | 27.75 | 23.2208 | 0.069642 | -0.01107 | -0.0041401 | -0.02069 | 1.5 | 13.34% | 4.5292
1 | 11 | 16 | 30 | 48.82 | 35.4478 | 0.045038 | -0.01226 | -0.0027354 | -0.01367 | 1.5 | 13.34% | 13.3722
1 | 11 | 17 | 30 | 56.494 | 34.9865 | 0.019522 | -0.00515 | -0.0012446 | -0.00622 | 1.5 | 13.34% | 21.5075
1 | 11 | 18 | 30 | 100 | 10.0554 | 0.000212 | 0 | -1.937e-05 | -9.68e-05 | 1.5 | 13.34% | 89.9446
1 | 11 | 19 | 30 | 100 | 100 | 0 | 0 | 0 | 0 | 1.5 | 13.34% | 0
1 | 11 | 20 | 30 | 100 | 100 | 0 | 0 | 0 | 0 | 1.5 | 13.34% | 0
1 | 11 | 21 | 30 | 100 | 100 | 0 | 0 | 0 | 0 | 1.5 | 13.34% | 0
1 | 11 | 22 | 30 | 100 | 100 | 0 | 0 | 0 | 0 | 1.5 | 13.34% | 0
1 | 11 | 23 | 30 | 100 | 100 | 0 | 0 | 0 | 0 | 1.5 | 13.34% | 0
1 | 12 | 0 | 30 | 100 | 100 | 0 | 0 | 0 | 0 | 1.5 | 13.34% | 0
1 | 12 | 1 | 30 | 100 | 100 | 0 | 0 | 0 | 0 | 1.5 | 13.34% | 0
1 | 12 | 2 | 30 | 100 | 100 | 0 | 0 | 0 | 0 | 1.5 | 13.34% | 0
1 | 12 | 3 | 30 | 100 | 100 | 0 | 0 | 0 | 0 | 1.5 | 13.34% | 0
1 | 12 | 4 | 30 | 100 | 100 | 0 | 0 | 0 | 0 | 1.5 | 13.34% | 0
1 | 12 | 5 | 30 | 100 | 100 | 0 | 0 | 0 | 0 | 1.5 | 13.34% | 0
1 | 12 | 6 | 30 | 57.736 | 9.9064 | 0.000666 | 0 | -6.003e-05 | -0.0003 | 1.5 | 13.34% | 47.8296
1 | 12 | 7 | 30 | 55.849 | 14.3381 | 0.015679 | -0.00069 | -0.0013627 | -0.00681 | 1.5 | 13.34% | 41.5109
1 | 12 | 8 | 30 | 43.042 | 12.4383 | 0.029189 | -0.00078 | -0.0025353 | -0.01267 | 1.5 | 13.34% | 30.6037
1 | 12 | 9 | 30 | 23.015 | 10.6836 | 0.036611 | -0.00035 | -0.0032176 | -0.01608 | 1.5 | 13.34% | 12.3314
1 | 12 | 10 | 30 | 7.532 | 9.8937 | 0.040892 | -6.12e-05 | -0.0036258 | -0.01812 | 1.5 | 13.34% | 2.3617
1 | 12 | 11 | 30 | 0 | 9.6972 | 0.047603 | 0 | -0.0042081 | -0.02103 | 1.5 | 13.34% | 9.6972
1 | 12 | 12 | 30 | 0 | 9.6068 | 0.054016 | 0 | -0.0047344 | -0.02366 | 1.5 | 13.34% | 9.6068
1 | 12 | 13 | 30 | 0 | 9.5992 | 0.056208 | -4.88e-05 | -0.0048784 | -0.02438 | 1.5 | 13.34% | 9.5992
1 | 12 | 14 | 30 | 11.129 | 10.5955 | 0.050116 | -0.00051 | -0.0043402 | -0.02169 | 1.5 | 13.34% | 0.53352
1 | 12 | 15 | 30 | 27.756 | 12.0756 | 0.038412 | -0.0009 | -0.0033357 | -0.01667 | 1.5 | 13.34% | 15.6804
1 | 12 | 16 | 30 | 49.109 | 14.4959 | 0.026951 | -0.00124 | -0.0023292 | -0.01164 | 1.5 | 13.34% | 34.6131
1 | 12 | 17 | 30 | 56.86 | 14.4835 | 0.012117 | -0.00055 | -0.0010525 | -0.00526 | 1.5 | 13.34% | 42.3765
1 | 12 | 18 | 30 | 100 | 9.964 | 0.000265 | 0 | -2.4012e-05 | -0.00012 | 1.5 | 13.34% | 90.036
1 | 12 | 19 | 30 | 100 | 100 | 0 | 0 | 0 | 0 | 1.5 | 13.34% | 0
1 | 12 | 20 | 30 | 100 | 100 | 0 | 0 | 0 | 0 | 1.5 | 13.34% | 0
1 | 12 | 21 | 30 | 100 | 100 | 0 | 0 | 0 | 0 | 1.5 | 13.34% | 0
1 | 12 | 22 | 30 | 100 | 100 | 0 | 0 | 0 | 0 | 1.5 | 13.34% | 0
1 | 12 | 23 | 30 | 100 | 100 | 0 | 0 | 0 | 0 | 1.5 | 13.34% | 0
1 | 13 | 0 | 30 | 100 | 100 | 0 | 0 | 0 | 0 | 1.5 | 13.34% | 0
1 | 13 | 1 | 30 | 100 | 100 | 0 | 0 | 0 | 0 | 1.5 | 13.34% | 0
1 | 13 | 2 | 30 | 100 | 100 | 0 | 0 | 0 | 0 | 1.5 | 13.34% | 0
1 | 13 | 3 | 30 | 100 | 100 | 0 | 0 | 0 | 0 | 1.5 | 13.34% | 0
1 | 13 | 4 | 30 | 100 | 100 | 0 | 0 | 0 | 0 | 1.5 | 13.34% | 0
1 | 13 | 5 | 30 | 100 | 100 | 0 | 0 | 0 | 0 | 1.5 | 13.34% | 0
1 | 13 | 6 | 30 | 58.126 | 10.054 | 0.002497 | 0 | -0.00022811 | -0.00114 | 1.5 | 13.34% | 48.072
1 | 13 | 7 | 30 | 56.223 | 75.7981 | 0.061797 | -0.04536 | -0.00084242 | -0.00421 | 1.5 | 13.34% | 19.5751
1 | 13 | 8 | 30 | 43.43 | 47.5391 | 0.12489 | -0.05724 | -0.0014447 | -0.00722 | 1.5 | 13.34% | 4.1091
1 | 13 | 9 | 30 | 23.181 | 22.4178 | 0.18262 | -0.03872 | -0.0018129 | -0.00906 | 1.5 | 13.34% | 0.76324
1 | 13 | 10 | 30 | 7.592 | 5.2573 | 0.22628 | -0.00983 | -0.001963 | -0.00981 | 1.5 | 13.34% | 2.3347
1 | 13 | 11 | 30 | 0 | 7.0576 | 0.098133 | 0 | -0.0064692 | -0.03233 | 1.5 | 13.34% | 7.0576
1 | 13 | 12 | 30 | 0 | 7.4586 | 0.097068 | 0 | -0.0067374 | -0.03367 | 1.5 | 13.34% | 7.4586
1 | 13 | 13 | 30 | 0 | 7.9321 | 0.091684 | -0.00037 | -0.0063952 | -0.03196 | 1.5 | 13.34% | 7.9321
1 | 13 | 14 | 30 | 11.091 | 12.6073 | 0.081901 | -0.00412 | -0.0055108 | -0.02754 | 1.5 | 13.34% | 1.5163
1 | 13 | 15 | 30 | 27.79 | 20.5821 | 0.064519 | -0.00814 | -0.0042621 | -0.0213 | 1.5 | 13.34% | 7.2079
1 | 13 | 16 | 30 | 49.291 | 29.046 | 0.040756 | -0.00821 | -0.0028114 | -0.01405 | 1.5 | 13.34% | 20.245
1 | 13 | 17 | 30 | 57.256 | 26.3844 | 0.017239 | -0.00294 | -0.0012726 | -0.00636 | 1.5 | 13.34% | 30.8716
1 | 13 | 18 | 30 | 100 | 10.3831 | 0.000234 | 0 | -2.2011e-05 | -0.00011 | 1.5 | 13.34% | 89.6169
1 | 13 | 19 | 30 | 100 | 100 | 0 | 0 | 0 | 0 | 1.5 | 13.34% | 0
1 | 13 | 20 | 30 | 100 | 100 | 0 | 0 | 0 | 0 | 1.5 | 13.34% | 0
1 | 13 | 21 | 30 | 100 | 100 | 0 | 0 | 0 | 0 | 1.5 | 13.34% | 0
1 | 13 | 22 | 30 | 100 | 100 | 0 | 0 | 0 | 0 | 1.5 | 13.34% | 0
1 | 13 | 23 | 30 | 100 | 100 | 0 | 0 | 0 | 0 | 1.5 | 13.34% | 0
1 | 14 | 0 | 30 | 100 | 100 | 0 | 0 | 0 | 0 | 1.5 | 13.34% | 0
1 | 14 | 1 | 30 | 100 | 100 | 0 | 0 | 0 | 0 | 1.5 | 13.34% | 0
1 | 14 | 2 | 30 | 100 | 100 | 0 | 0 | 0 | 0 | 1.5 | 13.34% | 0
1 | 14 | 3 | 30 | 100 | 100 | 0 | 0 | 0 | 0 | 1.5 | 13.34% | 0
1 | 14 | 4 | 30 | 100 | 100 | 0 | 0 | 0 | 0 | 1.5 | 13.34% | 0
1 | 14 | 5 | 30 | 100 | 100 | 0 | 0 | 0 | 0 | 1.5 | 13.34% | 0
1 | 14 | 6 | 30 | 58.486 | 10.1293 | 0.001958 | 0 | -0.00018009 | -0.0009 | 1.5 | 13.34% | 48.3567
1 | 14 | 7 | 30 | 56.621 | 74.13 | 0.046957 | -0.03352 | -0.00074037 | -0.0037 | 1.5 | 13.34% | 17.509
1 | 14 | 8 | 30 | 43.848 | 48.4589 | 0.095921 | -0.04489 | -0.0010725 | -0.00536 | 1.5 | 13.34% | 4.6109
1 | 14 | 9 | 30 | 23.408 | 22.3117 | 0.13786 | -0.02896 | -0.0014707 | -0.00735 | 1.5 | 13.34% | 1.0963
1 | 14 | 10 | 30 | 7.769 | 5.407 | 0.16807 | -0.00705 | -0.001933 | -0.00966 | 1.5 | 13.34% | 2.362
1 | 14 | 11 | 30 | 0 | 1.1874 | 0.18723 | 0 | -0.0021971 | -0.01098 | 1.5 | 13.34% | 1.1874
1 | 14 | 12 | 30 | 0 | 1.2081 | 0.19227 | 0 | -0.0022951 | -0.01147 | 1.5 | 13.34% | 1.2081
1 | 14 | 13 | 30 | 0 | 2.6801 | 0.18333 | -0.00268 | -0.0021751 | -0.01087 | 1.5 | 13.34% | 2.6801
1 | 14 | 14 | 30 | 11.08 | 17.9366 | 0.16132 | -0.02675 | -0.0018529 | -0.00926 | 1.5 | 13.34% | 6.8566
1 | 14 | 15 | 30 | 27.788 | 41.3606 | 0.12728 | -0.05061 | -0.0014387 | -0.00719 | 1.5 | 13.34% | 13.5726
1 | 14 | 16 | 30 | 49.528 | 73.2089 | 0.082883 | -0.05882 | -0.0010725 | -0.00536 | 1.5 | 13.34% | 23.6809
1 | 14 | 17 | 30 | 57.516 | 71.8335 | 0.034074 | -0.02328 | -0.00069635 | -0.00348 | 1.5 | 13.34% | 14.3175
1 | 14 | 18 | 30 | 100 | 9.832 | 0.00038 | 0 | -3.4017e-05 | -0.00017 | 1.5 | 13.34% | 90.168
1 | 14 | 19 | 30 | 100 | 100 | 0 | 0 | 0 | 0 | 1.5 | 13.34% | 0
1 | 14 | 20 | 30 | 100 | 100 | 0 | 0 | 0 | 0 | 1.5 | 13.34% | 0
1 | 14 | 21 | 30 | 100 | 100 | 0 | 0 | 0 | 0 | 1.5 | 13.34% | 0
1 | 14 | 22 | 30 | 100 | 100 | 0 | 0 | 0 | 0 | 1.5 | 13.34% | 0
1 | 14 | 23 | 30 | 100 | 100 | 0 | 0 | 0 | 0 | 1.5 | 13.34% | 0
1 | 15 | 0 | 30 | 100 | 100 | 0 | 0 | 0 | 0 | 1.5 | 13.34% | 0
1 | 15 | 1 | 30 | 100 | 100 | 0 | 0 | 0 | 0 | 1.5 | 13.34% | 0
1 | 15 | 2 | 30 | 100 | 100 | 0 | 0 | 0 | 0 | 1.5 | 13.34% | 0
1 | 15 | 3 | 30 | 100 | 100 | 0 | 0 | 0 | 0 | 1.5 | 13.34% | 0
1 | 15 | 4 | 30 | 100 | 100 | 0 | 0 | 0 | 0 | 1.5 | 13.34% | 0
1 | 15 | 5 | 30 | 100 | 100 | 0 | 0 | 0 | 0 | 1.5 | 13.34% | 0
1 | 15 | 6 | 30 | 58.82 | 10.0213 | 0.002087 | 0 | -0.00019009 | -0.00095 | 1.5 | 13.34% | 48.7987
1 | 15 | 7 | 30 | 57.005 | 77.6011 | 0.049645 | -0.03753 | -0.00056028 | -0.0028 | 1.5 | 13.34% | 20.5961
1 | 15 | 8 | 30 | 44.311 | 50.1009 | 0.1014 | -0.04967 | -0.00075438 | -0.00377 | 1.5 | 13.34% | 5.7899
1 | 15 | 9 | 30 | 23.633 | 22.8288 | 0.14595 | -0.03207 | -0.0010165 | -0.00508 | 1.5 | 13.34% | 0.80425
1 | 15 | 10 | 30 | 7.85 | 5.1828 | 0.17925 | -0.00792 | -0.0013027 | -0.00651 | 1.5 | 13.34% | 2.6672
1 | 15 | 11 | 30 | 0 | 0.80908 | 0.19796 | 0 | -0.0015888 | -0.00794 | 1.5 | 13.34% | 0.80908
1 | 15 | 12 | 30 | 0 | 0.80913 | 0.20393 | 0 | -0.0016368 | -0.00818 | 1.5 | 13.34% | 0.80913
1 | 15 | 13 | 30 | 0 | 2.3176 | 0.19577 | -0.00302 | -0.0014827 | -0.00741 | 1.5 | 13.34% | 2.3176
1 | 15 | 14 | 30 | 11.056 | 18.3447 | 0.17331 | -0.03037 | -0.0012026 | -0.00601 | 1.5 | 13.34% | 7.2887
1 | 15 | 15 | 30 | 27.854 | 43.1982 | 0.13842 | -0.05858 | -0.00084842 | -0.00424 | 1.5 | 13.34% | 15.3442
1 | 15 | 16 | 30 | 49.729 | 77.6331 | 0.091172 | -0.06966 | -0.00063031 | -0.00315 | 1.5 | 13.34% | 27.9041
1 | 15 | 17 | 30 | 57.883 | 78.7033 | 0.038366 | -0.02938 | -0.00045623 | -0.00228 | 1.5 | 13.34% | 20.8203
1 | 15 | 18 | 30 | 100 | 10.2823 | 0.000558 | 0 | -5.2026e-05 | -0.00026 | 1.5 | 13.34% | 89.7177
1 | 15 | 19 | 30 | 100 | 100 | 0 | 0 | 0 | 0 | 1.5 | 13.34% | 0
1 | 15 | 20 | 30 | 100 | 100 | 0 | 0 | 0 | 0 | 1.5 | 13.34% | 0
1 | 15 | 21 | 30 | 100 | 100 | 0 | 0 | 0 | 0 | 1.5 | 13.34% | 0
1 | 15 | 22 | 30 | 100 | 100 | 0 | 0 | 0 | 0 | 1.5 | 13.34% | 0
1 | 15 | 23 | 30 | 100 | 100 | 0 | 0 | 0 | 0 | 1.5 | 13.34% | 0
1 | 16 | 0 | 30 | 100 | 100 | 0 | 0 | 0 | 0 | 1.5 | 13.34% | 0
1 | 16 | 1 | 30 | 100 | 100 | 0 | 0 | 0 | 0 | 1.5 | 13.34% | 0
1 | 16 | 2 | 30 | 100 | 100 | 0 | 0 | 0 | 0 | 1.5 | 13.34% | 0
1 | 16 | 3 | 30 | 100 | 100 | 0 | 0 | 0 | 0 | 1.5 | 13.34% | 0
1 | 16 | 4 | 30 | 100 | 100 | 0 | 0 | 0 | 0 | 1.5 | 13.34% | 0
1 | 16 | 5 | 30 | 100 | 100 | 0 | 0 | 0 | 0 | 1.5 | 13.34% | 0
1 | 16 | 6 | 30 | 59.041 | 10.1152 | 0.002309 | 0 | -0.00021211 | -0.00106 | 1.5 | 13.34% | 48.9258
1 | 16 | 7 | 30 | 57.552 | 84.2721 | 0.057512 | -0.04819 | -0.00015008 | -0.00075 | 1.5 | 13.34% | 26.7201
1 | 16 | 8 | 30 | 44.678 | 48.5535 | 0.11562 | -0.05425 | -0.0012706 | -0.00635 | 1.5 | 13.34% | 3.8755
1 | 16 | 9 | 30 | 23.899 | 22.5079 | 0.16703 | -0.0357 | -0.0015468 | -0.00773 | 1.5 | 13.34% | 1.3911
1 | 16 | 10 | 30 | 7.98 | 5.2953 | 0.20569 | -0.00916 | -0.0016448 | -0.00822 | 1.5 | 13.34% | 2.6847
1 | 16 | 11 | 30 | 0 | 0.73079 | 0.22865 | 0 | -0.0016588 | -0.00829 | 1.5 | 13.34% | 0.73079
1 | 16 | 12 | 30 | 0 | 0.70822 | 0.23446 | 0 | -0.0016488 | -0.00824 | 1.5 | 13.34% | 0.70822
1 | 16 | 13 | 30 | 0 | 2.296 | 0.22292 | -0.00345 | -0.0016308 | -0.00815 | 1.5 | 13.34% | 2.296
1 | 16 | 14 | 30 | 10.996 | 18.4586 | 0.19487 | -0.0341 | -0.0015788 | -0.00789 | 1.5 | 13.34% | 7.4626
1 | 16 | 15 | 30 | 27.901 | 42.5337 | 0.15217 | -0.06269 | -0.0014267 | -0.00713 | 1.5 | 13.34% | 14.6327
1 | 16 | 16 | 30 | 49.862 | 74.5856 | 0.098769 | -0.07176 | -0.0010925 | -0.00546 | 1.5 | 13.34% | 24.7236
1 | 16 | 17 | 30 | 58.385 | 81.9235 | 0.040988 | -0.033 | -0.00031816 | -0.00159 | 1.5 | 13.34% | 23.5385
1 | 16 | 18 | 30 | 100 | 9.964 | 0.000265 | 0 | -2.4012e-05 | -0.00012 | 1.5 | 13.34% | 90.036
1 | 16 | 19 | 30 | 100 | 100 | 0 | 0 | 0 | 0 | 1.5 | 13.34% | 0
1 | 16 | 20 | 30 | 100 | 100 | 0 | 0 | 0 | 0 | 1.5 | 13.34% | 0
1 | 16 | 21 | 30 | 100 | 100 | 0 | 0 | 0 | 0 | 1.5 | 13.34% | 0
1 | 16 | 22 | 30 | 100 | 100 | 0 | 0 | 0 | 0 | 1.5 | 13.34% | 0
1 | 16 | 23 | 30 | 100 | 100 | 0 | 0 | 0 | 0 | 1.5 | 13.34% | 0
1 | 17 | 0 | 30 | 100 | 100 | 0 | 0 | 0 | 0 | 1.5 | 13.34% | 0
1 | 17 | 1 | 30 | 100 | 100 | 0 | 0 | 0 | 0 | 1.5 | 13.34% | 0
1 | 17 | 2 | 30 | 100 | 100 | 0 | 0 | 0 | 0 | 1.5 | 13.34% | 0
1 | 17 | 3 | 30 | 100 | 100 | 0 | 0 | 0 | 0 | 1.5 | 13.34% | 0
1 | 17 | 4 | 30 | 100 | 100 | 0 | 0 | 0 | 0 | 1.5 | 13.34% | 0
1 | 17 | 5 | 30 | 100 | 100 | 0 | 0 | 0 | 0 | 1.5 | 13.34% | 0
1 | 17 | 6 | 30 | 59.465 | 10.058 | 0.002518 | 0 | -0.00023011 | -0.00115 | 1.5 | 13.34% | 49.407
1 | 17 | 7 | 30 | 57.91 | 46.2502 | 0.030307 | -0.01179 | -0.0015228 | -0.00761 | 1.5 | 13.34% | 11.6598
1 | 17 | 8 | 30 | 45.194 | 12.2221 | 0.027319 | -0.00066 | -0.0023872 | -0.01193 | 1.5 | 13.34% | 32.9719
1 | 17 | 9 | 30 | 24.093 | 12.8485 | 0.062576 | -0.00279 | -0.0046523 | -0.02325 | 1.5 | 13.34% | 11.2445
1 | 17 | 10 | 30 | 8.086 | 6.841 | 0.12297 | -0.0036 | -0.0045043 | -0.02251 | 1.5 | 13.34% | 1.245
1 | 17 | 11 | 30 | 0 | 0.97716 | 0.19313 | 0 | -0.0018689 | -0.00934 | 1.5 | 13.34% | 0.97716
1 | 17 | 12 | 30 | 0 | 1.0765 | 0.19634 | 0 | -0.002091 | -0.01045 | 1.5 | 13.34% | 1.0765
1 | 17 | 13 | 30 | 0 | 5.5255 | 0.12456 | -0.00108 | -0.0054987 | -0.02748 | 1.5 | 13.34% | 5.5255
1 | 17 | 14 | 30 | 10.953 | 11.2722 | 0.069857 | -0.00162 | -0.0056208 | -0.02809 | 1.5 | 13.34% | 0.31916
1 | 17 | 15 | 30 | 27.915 | 10.4453 | 0.021478 | -9.31e-05 | -0.001947 | -0.00973 | 1.5 | 13.34% | 17.4697
1 | 17 | 16 | 30 | 50.099 | 10.0757 | 0.008635 | 0 | -0.0007904 | -0.00395 | 1.5 | 13.34% | 40.0233
1 | 17 | 17 | 30 | 58.753 | 83.1629 | 0.042271 | -0.03467 | -0.00026413 | -0.00132 | 1.5 | 13.34% | 24.4099
1 | 17 | 18 | 30 | 100 | 10.0476 | 0.00366 | 0 | -0.00033417 | -0.00167 | 1.5 | 13.34% | 89.9524
1 | 17 | 19 | 30 | 100 | 100 | 0 | 0 | 0 | 0 | 1.5 | 13.34% | 0
1 | 17 | 20 | 30 | 100 | 100 | 0 | 0 | 0 | 0 | 1.5 | 13.34% | 0
1 | 17 | 21 | 30 | 100 | 100 | 0 | 0 | 0 | 0 | 1.5 | 13.34% | 0
1 | 17 | 22 | 30 | 100 | 100 | 0 | 0 | 0 | 0 | 1.5 | 13.34% | 0
1 | 17 | 23 | 30 | 100 | 100 | 0 | 0 | 0 | 0 | 1.5 | 13.34% | 0
1 | 18 | 0 | 30 | 100 | 100 | 0 | 0 | 0 | 0 | 1.5 | 13.34% | 0
1 | 18 | 1 | 30 | 100 | 100 | 0 | 0 | 0 | 0 | 1.5 | 13.34% | 0
1 | 18 | 2 | 30 | 100 | 100 | 0 | 0 | 0 | 0 | 1.5 | 13.34% | 0
1 | 18 | 3 | 30 | 100 | 100 | 0 | 0 | 0 | 0 | 1.5 | 13.34% | 0
1 | 18 | 4 | 30 | 100 | 100 | 0 | 0 | 0 | 0 | 1.5 | 13.34% | 0
1 | 18 | 5 | 30 | 100 | 100 | 0 | 0 | 0 | 0 | 1.5 | 13.34% | 0
1 | 18 | 6 | 30 | 60.096 | 10.063 | 0.006128 | 0 | -0.00056028 | -0.0028 | 1.5 | 13.34% | 50.033
1 | 18 | 7 | 30 | 58.424 | 75.0785 | 0.064083 | -0.04648 | -0.00093247 | -0.00466 | 1.5 | 13.34% | 16.6545
1 | 18 | 8 | 30 | 45.627 | 43.4278 | 0.08167 | -0.03283 | -0.0018389 | -0.00919 | 1.5 | 13.34% | 2.1992
1 | 18 | 9 | 30 | 24.384 | 19.3065 | 0.10473 | -0.01624 | -0.0033357 | -0.01667 | 1.5 | 13.34% | 5.0775
1 | 18 | 10 | 30 | 8.244 | 5.3226 | 0.17549 | -0.00776 | -0.0015007 | -0.0075 | 1.5 | 13.34% | 2.9214
1 | 18 | 11 | 30 | 0 | 3.6271 | 0.14075 | 0 | -0.0049265 | -0.02462 | 1.5 | 13.34% | 3.6271
1 | 18 | 12 | 30 | 0 | 2.6005 | 0.16263 | 0 | -0.0041221 | -0.0206 | 1.5 | 13.34% | 2.6005
1 | 18 | 13 | 30 | 0 | 5.5711 | 0.1244 | -0.0011 | -0.0055228 | -0.0276 | 1.5 | 13.34% | 5.5711
1 | 18 | 14 | 30 | 10.94 | 10.5412 | 0.063406 | -0.00057 | -0.0055308 | -0.02764 | 1.5 | 13.34% | 0.39877
1 | 18 | 15 | 30 | 27.978 | 10.7618 | 0.025089 | -0.0002 | -0.0022571 | -0.01128 | 1.5 | 13.34% | 17.2162
1 | 18 | 16 | 30 | 50.385 | 15.7101 | 0.031829 | -0.00187 | -0.0027054 | -0.01352 | 1.5 | 13.34% | 34.6749
1 | 18 | 17 | 30 | 59.172 | 10.4052 | 0.00545 | -1.92e-05 | -0.00049625 | -0.00248 | 1.5 | 13.34% | 48.7668
1 | 18 | 18 | 30 | 100 | 10.4897 | 0.000274 | 0 | -2.6013e-05 | -0.00013 | 1.5 | 13.34% | 89.5103
1 | 18 | 19 | 30 | 100 | 100 | 0 | 0 | 0 | 0 | 1.5 | 13.34% | 0
1 | 18 | 20 | 30 | 100 | 100 | 0 | 0 | 0 | 0 | 1.5 | 13.34% | 0
1 | 18 | 21 | 30 | 100 | 100 | 0 | 0 | 0 | 0 | 1.5 | 13.34% | 0
1 | 18 | 22 | 30 | 100 | 100 | 0 | 0 | 0 | 0 | 1.5 | 13.34% | 0
1 | 18 | 23 | 30 | 100 | 100 | 0 | 0 | 0 | 0 | 1.5 | 13.34% | 0
1 | 19 | 0 | 30 | 100 | 100 | 0 | 0 | 0 | 0 | 1.5 | 13.34% | 0
1 | 19 | 1 | 30 | 100 | 100 | 0 | 0 | 0 | 0 | 1.5 | 13.34% | 0
1 | 19 | 2 | 30 | 100 | 100 | 0 | 0 | 0 | 0 | 1.5 | 13.34% | 0
1 | 19 | 3 | 30 | 100 | 100 | 0 | 0 | 0 | 0 | 1.5 | 13.34% | 0
1 | 19 | 4 | 30 | 100 | 100 | 0 | 0 | 0 | 0 | 1.5 | 13.34% | 0
1 | 19 | 5 | 30 | 100 | 100 | 0 | 0 | 0 | 0 | 1.5 | 13.34% | 0
1 | 19 | 6 | 30 | 60.339 | 10.0864 | 0.001769 | 0 | -0.00016208 | -0.00081 | 1.5 | 13.34% | 50.2526
1 | 19 | 7 | 30 | 58.847 | 73.3032 | 0.045006 | -0.03168 | -0.00075638 | -0.00378 | 1.5 | 13.34% | 14.4562
1 | 19 | 8 | 30 | 46.091 | 48.1131 | 0.093743 | -0.04344 | -0.0011226 | -0.00561 | 1.5 | 13.34% | 2.0221
1 | 19 | 9 | 30 | 24.558 | 22.1704 | 0.13522 | -0.02805 | -0.0015788 | -0.00789 | 1.5 | 13.34% | 2.3876
1 | 19 | 10 | 30 | 8.326 | 5.4826 | 0.16786 | -0.00716 | -0.001937 | -0.00968 | 1.5 | 13.34% | 2.8434
1 | 19 | 11 | 30 | 0 | 1.1506 | 0.18857 | 0 | -0.0021451 | -0.01072 | 1.5 | 13.34% | 1.1506
1 | 19 | 12 | 30 | 0 | 1.1525 | 0.19459 | 0 | -0.0022171 | -0.01108 | 1.5 | 13.34% | 1.1525
1 | 19 | 13 | 30 | 0 | 2.5811 | 0.18887 | -0.00289 | -0.001935 | -0.00967 | 1.5 | 13.34% | 2.5811
1 | 19 | 14 | 30 | 10.962 | 18.3047 | 0.16681 | -0.0286 | -0.0016348 | -0.00817 | 1.5 | 13.34% | 7.3427
1 | 19 | 15 | 30 | 28.024 | 42.6631 | 0.13326 | -0.05514 | -0.0012006 | -0.006 | 1.5 | 13.34% | 14.6391
1 | 19 | 16 | 30 | 50.709 | 75.6451 | 0.088431 | -0.0654 | -0.00085043 | -0.00425 | 1.5 | 13.34% | 24.9361
1 | 19 | 17 | 30 | 59.624 | 76.9272 | 0.03813 | -0.02838 | -0.00053827 | -0.00269 | 1.5 | 13.34% | 17.3032
1 | 19 | 18 | 30 | 100 | 10.0614 | 0.000788 | 0 | -7.2036e-05 | -0.00036 | 1.5 | 13.34% | 89.9386
1 | 19 | 19 | 30 | 100 | 100 | 0 | 0 | 0 | 0 | 1.5 | 13.34% | 0
1 | 19 | 20 | 30 | 100 | 100 | 0 | 0 | 0 | 0 | 1.5 | 13.34% | 0
1 | 19 | 21 | 30 | 100 | 100 | 0 | 0 | 0 | 0 | 1.5 | 13.34% | 0
1 | 19 | 22 | 30 | 100 | 100 | 0 | 0 | 0 | 0 | 1.5 | 13.34% | 0
1 | 19 | 23 | 30 | 100 | 100 | 0 | 0 | 0 | 0 | 1.5 | 13.34% | 0
1 | 20 | 0 | 30 | 100 | 100 | 0 | 0 | 0 | 0 | 1.5 | 13.34% | 0
1 | 20 | 1 | 30 | 100 | 100 | 0 | 0 | 0 | 0 | 1.5 | 13.34% | 0
1 | 20 | 2 | 30 | 100 | 100 | 0 | 0 | 0 | 0 | 1.5 | 13.34% | 0
1 | 20 | 3 | 30 | 100 | 100 | 0 | 0 | 0 | 0 | 1.5 | 13.34% | 0
1 | 20 | 4 | 30 | 100 | 100 | 0 | 0 | 0 | 0 | 1.5 | 13.34% | 0
1 | 20 | 5 | 30 | 100 | 100 | 0 | 0 | 0 | 0 | 1.5 | 13.34% | 0
1 | 20 | 6 | 30 | 60.845 | 10.0055 | 0.001518 | 0 | -0.00013807 | -0.00069 | 1.5 | 13.34% | 50.8395
1 | 20 | 7 | 30 | 59.379 | 69.1835 | 0.041433 | -0.02705 | -0.00095448 | -0.00477 | 1.5 | 13.34% | 9.8045
1 | 20 | 8 | 30 | 46.569 | 46.2884 | 0.087016 | -0.03808 | -0.0015028 | -0.00751 | 1.5 | 13.34% | 0.28056
1 | 20 | 9 | 30 | 24.756 | 22.4433 | 0.12947 | -0.02672 | -0.001909 | -0.00954 | 1.5 | 13.34% | 2.3127
1 | 20 | 10 | 30 | 8.477 | 5.6688 | 0.16265 | -0.00685 | -0.0022431 | -0.01121 | 1.5 | 13.34% | 2.8082
1 | 20 | 11 | 30 | 0 | 1.3909 | 0.18262 | 0 | -0.0025053 | -0.01252 | 1.5 | 13.34% | 1.3909
1 | 20 | 12 | 30 | 0 | 1.4016 | 0.18834 | 0 | -0.0026033 | -0.01301 | 1.5 | 13.34% | 1.4016
1 | 20 | 13 | 30 | 0 | 3.0056 | 0.17641 | -0.00253 | -0.0026913 | -0.01345 | 1.5 | 13.34% | 3.0056
1 | 20 | 14 | 30 | 10.951 | 17.8128 | 0.15506 | -0.02486 | -0.0023432 | -0.01171 | 1.5 | 13.34% | 6.8618
1 | 20 | 15 | 30 | 28.112 | 41.1591 | 0.12353 | -0.04833 | -0.0017809 | -0.0089 | 1.5 | 13.34% | 13.0471
1 | 20 | 16 | 30 | 51.027 | 71.6612 | 0.080945 | -0.05577 | -0.0013027 | -0.00651 | 1.5 | 13.34% | 20.6342
1 | 20 | 17 | 30 | 60.107 | 71.2607 | 0.034679 | -0.0234 | -0.00076638 | -0.00383 | 1.5 | 13.34% | 11.1537
1 | 20 | 18 | 30 | 100 | 10.1682 | 0.000542 | 0 | -5.0025e-05 | -0.00025 | 1.5 | 13.34% | 89.8318
1 | 20 | 19 | 30 | 100 | 100 | 0 | 0 | 0 | 0 | 1.5 | 13.34% | 0
1 | 20 | 20 | 30 | 100 | 100 | 0 | 0 | 0 | 0 | 1.5 | 13.34% | 0
1 | 20 | 21 | 30 | 100 | 100 | 0 | 0 | 0 | 0 | 1.5 | 13.34% | 0
1 | 20 | 22 | 30 | 100 | 100 | 0 | 0 | 0 | 0 | 1.5 | 13.34% | 0
1 | 20 | 23 | 30 | 100 | 100 | 0 | 0 | 0 | 0 | 1.5 | 13.34% | 0
1 | 21 | 0 | 30 | 100 | 100 | 0 | 0 | 0 | 0 | 1.5 | 13.34% | 0
1 | 21 | 1 | 30 | 100 | 100 | 0 | 0 | 0 | 0 | 1.5 | 13.34% | 0
1 | 21 | 2 | 30 | 100 | 100 | 0 | 0 | 0 | 0 | 1.5 | 13.34% | 0
1 | 21 | 3 | 30 | 100 | 100 | 0 | 0 | 0 | 0 | 1.5 | 13.34% | 0
1 | 21 | 4 | 30 | 100 | 100 | 0 | 0 | 0 | 0 | 1.5 | 13.34% | 0
1 | 21 | 5 | 30 | 100 | 100 | 0 | 0 | 0 | 0 | 1.5 | 13.34% | 0
1 | 21 | 6 | 30 | 61.306 | 10.0125 | 0.001583 | 0 | -0.00014407 | -0.00072 | 1.5 | 13.34% | 51.2935
1 | 21 | 7 | 30 | 59.78 | 69.7404 | 0.041577 | -0.02742 | -0.00092846 | -0.00464 | 1.5 | 13.34% | 9.9604
1 | 21 | 8 | 30 | 46.998 | 47.2746 | 0.089427 | -0.04029 | -0.0013487 | -0.00674 | 1.5 | 13.34% | 0.2766
1 | 21 | 9 | 30 | 25.002 | 22.6105 | 0.13137 | -0.02751 | -0.0017889 | -0.00894 | 1.5 | 13.34% | 2.3915
1 | 21 | 10 | 30 | 8.625 | 5.6257 | 0.16458 | -0.00701 | -0.0021291 | -0.01064 | 1.5 | 13.34% | 2.9993
1 | 21 | 11 | 30 | 0 | 1.4261 | 0.18188 | 0 | -0.0025573 | -0.01278 | 1.5 | 13.34% | 1.4261
1 | 21 | 12 | 30 | 0 | 1.4269 | 0.18789 | 0 | -0.0026433 | -0.01321 | 1.5 | 13.34% | 1.4269
1 | 21 | 13 | 30 | 0 | 2.8456 | 0.18113 | -0.00266 | -0.0024252 | -0.01212 | 1.5 | 13.34% | 2.8456
1 | 21 | 14 | 30 | 10.943 | 17.8811 | 0.15686 | -0.02539 | -0.0022551 | -0.01127 | 1.5 | 13.34% | 6.9381
1 | 21 | 15 | 30 | 28.156 | 41.447 | 0.12511 | -0.04944 | -0.0017069 | -0.00853 | 1.5 | 13.34% | 13.291
1 | 21 | 16 | 30 | 51.304 | 72.9634 | 0.083105 | -0.05857 | -0.0011946 | -0.00597 | 1.5 | 13.34% | 21.6594
1 | 21 | 17 | 30 | 60.457 | 71.2351 | 0.034846 | -0.0235 | -0.00077239 | -0.00386 | 1.5 | 13.34% | 10.7781
1 | 21 | 18 | 30 | 100 | 10.0248 | 0.000571 | 0 | -5.2026e-05 | -0.00026 | 1.5 | 13.34% | 89.9752
1 | 21 | 19 | 30 | 100 | 100 | 0 | 0 | 0 | 0 | 1.5 | 13.34% | 0
1 | 21 | 20 | 30 | 100 | 100 | 0 | 0 | 0 | 0 | 1.5 | 13.34% | 0
1 | 21 | 21 | 30 | 100 | 100 | 0 | 0 | 0 | 0 | 1.5 | 13.34% | 0
1 | 21 | 22 | 30 | 100 | 100 | 0 | 0 | 0 | 0 | 1.5 | 13.34% | 0
1 | 21 | 23 | 30 | 100 | 100 | 0 | 0 | 0 | 0 | 1.5 | 13.34% | 0
1 | 22 | 0 | 30 | 100 | 100 | 0 | 0 | 0 | 0 | 1.5 | 13.34% | 0
1 | 22 | 1 | 30 | 100 | 100 | 0 | 0 | 0 | 0 | 1.5 | 13.34% | 0
1 | 22 | 2 | 30 | 100 | 100 | 0 | 0 | 0 | 0 | 1.5 | 13.34% | 0
1 | 22 | 3 | 30 | 100 | 100 | 0 | 0 | 0 | 0 | 1.5 | 13.34% | 0
1 | 22 | 4 | 30 | 100 | 100 | 0 | 0 | 0 | 0 | 1.5 | 13.34% | 0
1 | 22 | 5 | 30 | 100 | 100 | 0 | 0 | 0 | 0 | 1.5 | 13.34% | 0
1 | 22 | 6 | 30 | 61.69 | 10.0234 | 0.00123 | 0 | -0.00011206 | -0.00056 | 1.5 | 13.34% | 51.6666
1 | 22 | 7 | 30 | 60.313 | 43.755 | 0.028442 | -0.01025 | -0.0015268 | -0.00763 | 1.5 | 13.34% | 16.558
1 | 22 | 8 | 30 | 47.494 | 30.1659 | 0.057024 | -0.01336 | -0.0029515 | -0.01475 | 1.5 | 13.34% | 17.3281
1 | 22 | 9 | 30 | 25.231 | 16.8814 | 0.082829 | -0.00898 | -0.0042801 | -0.02139 | 1.5 | 13.34% | 8.3496
1 | 22 | 10 | 30 | 8.746 | 7.8472 | 0.10097 | -0.00206 | -0.0054367 | -0.02717 | 1.5 | 13.34% | 0.89877
1 | 22 | 11 | 30 | 0 | 6.1554 | 0.1086 | 0 | -0.0062971 | -0.03147 | 1.5 | 13.34% | 6.1554
1 | 22 | 12 | 30 | 0 | 6.3623 | 0.11009 | 0 | -0.0065853 | -0.03291 | 1.5 | 13.34% | 6.3623
1 | 22 | 13 | 30 | 0 | 6.4605 | 0.11235 | -0.00081 | -0.006057 | -0.03027 | 1.5 | 13.34% | 6.4605
1 | 22 | 14 | 30 | 10.926 | 14.0809 | 0.097497 | -0.00767 | -0.0053107 | -0.02654 | 1.5 | 13.34% | 3.1549
1 | 22 | 15 | 30 | 28.248 | 26.54 | 0.078488 | -0.01564 | -0.004102 | -0.0205 | 1.5 | 13.34% | 1.708
1 | 22 | 16 | 30 | 51.543 | 34.7514 | 0.045942 | -0.01208 | -0.0028834 | -0.01441 | 1.5 | 13.34% | 16.7916
1 | 22 | 17 | 30 | 60.956 | 26.7634 | 0.018523 | -0.00323 | -0.0013627 | -0.00681 | 1.5 | 13.34% | 34.1926
1 | 22 | 18 | 30 | 100 | 10.3761 | 0.000298 | 0 | -2.8014e-05 | -0.00014 | 1.5 | 13.34% | 89.6239
1 | 22 | 19 | 30 | 100 | 100 | 0 | 0 | 0 | 0 | 1.5 | 13.34% | 0
1 | 22 | 20 | 30 | 100 | 100 | 0 | 0 | 0 | 0 | 1.5 | 13.34% | 0
1 | 22 | 21 | 30 | 100 | 100 | 0 | 0 | 0 | 0 | 1.5 | 13.34% | 0
1 | 22 | 22 | 30 | 100 | 100 | 0 | 0 | 0 | 0 | 1.5 | 13.34% | 0
1 | 22 | 23 | 30 | 100 | 100 | 0 | 0 | 0 | 0 | 1.5 | 13.34% | 0
1 | 23 | 0 | 30 | 100 | 100 | 0 | 0 | 0 | 0 | 1.5 | 13.34% | 0
1 | 23 | 1 | 30 | 100 | 100 | 0 | 0 | 0 | 0 | 1.5 | 13.34% | 0
1 | 23 | 2 | 30 | 100 | 100 | 0 | 0 | 0 | 0 | 1.5 | 13.34% | 0
1 | 23 | 3 | 30 | 100 | 100 | 0 | 0 | 0 | 0 | 1.5 | 13.34% | 0
1 | 23 | 4 | 30 | 100 | 100 | 0 | 0 | 0 | 0 | 1.5 | 13.34% | 0
1 | 23 | 5 | 30 | 100 | 100 | 0 | 0 | 0 | 0 | 1.5 | 13.34% | 0
1 | 23 | 6 | 30 | 62.628 | 10.067 | 0.001969 | 0 | -0.00018009 | -0.0009 | 1.5 | 13.34% | 52.561
1 | 23 | 7 | 30 | 60.873 | 85.2142 | 0.055367 | -0.04691 | -0.00014607 | -0.00073 | 1.5 | 13.34% | 24.3412
1 | 23 | 8 | 30 | 48.021 | 49.0406 | 0.11405 | -0.05404 | -0.0012686 | -0.00634 | 1.5 | 13.34% | 1.0196
1 | 23 | 9 | 30 | 25.515 | 23.5181 | 0.16614 | -0.03716 | -0.0015488 | -0.00774 | 1.5 | 13.34% | 1.9969
1 | 23 | 10 | 30 | 8.818 | 5.3695 | 0.20631 | -0.00933 | -0.0016588 | -0.00829 | 1.5 | 13.34% | 3.4485
1 | 23 | 11 | 30 | 0 | 0.73662 | 0.23178 | 0 | -0.0016948 | -0.00847 | 1.5 | 13.34% | 0.73662
1 | 23 | 12 | 30 | 0 | 0.71732 | 0.24078 | 0 | -0.0017149 | -0.00857 | 1.5 | 13.34% | 0.71732
1 | 23 | 13 | 30 | 0 | 2.3821 | 0.23284 | -0.00376 | -0.0017449 | -0.00872 | 1.5 | 13.34% | 2.3821
1 | 23 | 14 | 30 | 10.889 | 18.6507 | 0.20822 | -0.03675 | -0.0017569 | -0.00878 | 1.5 | 13.34% | 7.7617
1 | 23 | 15 | 30 | 28.262 | 42.7901 | 0.1682 | -0.06957 | -0.0016828 | -0.00841 | 1.5 | 13.34% | 14.5281
1 | 23 | 16 | 30 | 51.89 | 74.5545 | 0.11506 | -0.08332 | -0.0014107 | -0.00705 | 1.5 | 13.34% | 22.6645
1 | 23 | 17 | 30 | 61.552 | 77.1292 | 0.050867 | -0.03789 | -0.00075838 | -0.00379 | 1.5 | 13.34% | 15.5772
1 | 23 | 18 | 30 | 100 | 10.0182 | 0.001736 | 0 | -0.00015808 | -0.00079 | 1.5 | 13.34% | 89.9818
1 | 23 | 19 | 30 | 100 | 100 | 0 | 0 | 0 | 0 | 1.5 | 13.34% | 0
1 | 23 | 20 | 30 | 100 | 100 | 0 | 0 | 0 | 0 | 1.5 | 13.34% | 0
1 | 23 | 21 | 30 | 100 | 100 | 0 | 0 | 0 | 0 | 1.5 | 13.34% | 0
1 | 23 | 22 | 30 | 100 | 100 | 0 | 0 | 0 | 0 | 1.5 | 13.34% | 0
1 | 23 | 23 | 30 | 100 | 100 | 0 | 0 | 0 | 0 | 1.5 | 13.34% | 0
1 | 24 | 0 | 30 | 100 | 100 | 0 | 0 | 0 | 0 | 1.5 | 13.34% | 0
1 | 24 | 1 | 30 | 100 | 100 | 0 | 0 | 0 | 0 | 1.5 | 13.34% | 0
1 | 24 | 2 | 30 | 100 | 100 | 0 | 0 | 0 | 0 | 1.5 | 13.34% | 0
1 | 24 | 3 | 30 | 100 | 100 | 0 | 0 | 0 | 0 | 1.5 | 13.34% | 0
1 | 24 | 4 | 30 | 100 | 100 | 0 | 0 | 0 | 0 | 1.5 | 13.34% | 0
1 | 24 | 5 | 30 | 100 | 100 | 0 | 0 | 0 | 0 | 1.5 | 13.34% | 0
1 | 24 | 6 | 30 | 62.905 | 10.1179 | 0.00196 | 0 | -0.00018009 | -0.0009 | 1.5 | 13.34% | 52.7871
1 | 24 | 7 | 30 | 61.475 | 76.593 | 0.055557 | -0.04121 | -0.00076038 | -0.0038 | 1.5 | 13.34% | 15.118
1 | 24 | 8 | 30 | 48.466 | 48.9348 | 0.11661 | -0.05509 | -0.0013247 | -0.00662 | 1.5 | 13.34% | 0.46881
1 | 24 | 9 | 30 | 25.796 | 23.7574 | 0.17034 | -0.03846 | -0.0016228 | -0.00811 | 1.5 | 13.34% | 2.0386
1 | 24 | 10 | 30 | 8.956 | 5.452 | 0.21099 | -0.00968 | -0.0017289 | -0.00864 | 1.5 | 13.34% | 3.504
1 | 24 | 11 | 30 | 0 | 0.74706 | 0.23585 | 0 | -0.0017489 | -0.00874 | 1.5 | 13.34% | 0.74706
1 | 24 | 12 | 30 | 0 | 0.72375 | 0.24339 | 0 | -0.0017489 | -0.00874 | 1.5 | 13.34% | 0.72375
1 | 24 | 13 | 30 | 0 | 2.3839 | 0.233 | -0.00377 | -0.0017429 | -0.00871 | 1.5 | 13.34% | 2.3839
1 | 24 | 14 | 30 | 10.958 | 18.6619 | 0.2055 | -0.03632 | -0.0017109 | -0.00855 | 1.5 | 13.34% | 7.7039
1 | 24 | 15 | 30 | 28.441 | 42.9022 | 0.16264 | -0.06752 | -0.0015788 | -0.00789 | 1.5 | 13.34% | 14.4612
1 | 24 | 16 | 30 | 52.211 | 75.0447 | 0.10765 | -0.0786 | -0.0012486 | -0.00624 | 1.5 | 13.34% | 22.8337
1 | 24 | 17 | 30 | 62.036 | 86.87 | 0.047035 | -0.04062 | -0.00012806 | -0.00064 | 1.5 | 13.34% | 24.834
1 | 24 | 18 | 30 | 100 | 9.9588 | 0.000707 | 0 | -6.4032e-05 | -0.00032 | 1.5 | 13.34% | 90.0412
1 | 24 | 19 | 30 | 100 | 100 | 0 | 0 | 0 | 0 | 1.5 | 13.34% | 0
1 | 24 | 20 | 30 | 100 | 100 | 0 | 0 | 0 | 0 | 1.5 | 13.34% | 0
1 | 24 | 21 | 30 | 100 | 100 | 0 | 0 | 0 | 0 | 1.5 | 13.34% | 0
1 | 24 | 22 | 30 | 100 | 100 | 0 | 0 | 0 | 0 | 1.5 | 13.34% | 0
1 | 24 | 23 | 30 | 100 | 100 | 0 | 0 | 0 | 0 | 1.5 | 13.34% | 0
1 | 25 | 0 | 30 | 100 | 100 | 0 | 0 | 0 | 0 | 1.5 | 13.34% | 0
1 | 25 | 1 | 30 | 100 | 100 | 0 | 0 | 0 | 0 | 1.5 | 13.34% | 0
1 | 25 | 2 | 30 | 100 | 100 | 0 | 0 | 0 | 0 | 1.5 | 13.34% | 0
1 | 25 | 3 | 30 | 100 | 100 | 0 | 0 | 0 | 0 | 1.5 | 13.34% | 0
1 | 25 | 4 | 30 | 100 | 100 | 0 | 0 | 0 | 0 | 1.5 | 13.34% | 0
1 | 25 | 5 | 30 | 100 | 100 | 0 | 0 | 0 | 0 | 1.5 | 13.34% | 0
1 | 25 | 6 | 30 | 63.521 | 10.1163 | 0.002984 | 0 | -0.00027414 | -0.00137 | 1.5 | 13.34% | 53.4047
1 | 25 | 7 | 30 | 61.904 | 75.6927 | 0.061366 | -0.04485 | -0.00091046 | -0.00455 | 1.5 | 13.34% | 13.7887
1 | 25 | 8 | 30 | 48.956 | 48.4189 | 0.13039 | -0.06071 | -0.0016328 | -0.00816 | 1.5 | 13.34% | 0.5371
1 | 25 | 9 | 30 | 26.007 | 23.6347 | 0.18641 | -0.04168 | -0.001923 | -0.00961 | 1.5 | 13.34% | 2.3723
1 | 25 | 10 | 30 | 9.05 | 5.4569 | 0.21337 | -0.00978 | -0.0017669 | -0.00883 | 1.5 | 13.34% | 3.5931
1 | 25 | 11 | 30 | 0 | 9.0439 | 0.080341 | 0 | -0.0066633 | -0.0333 | 1.5 | 13.34% | 9.0439
1 | 25 | 12 | 30 | 0 | 9.6084 | 0.054898 | 0 | -0.0048124 | -0.02405 | 1.5 | 13.34% | 9.6084
1 | 25 | 13 | 30 | 0 | 5.9069 | 0.12106 | -0.00102 | -0.0057889 | -0.02893 | 1.5 | 13.34% | 5.9069
1 | 25 | 14 | 30 | 10.965 | 14.8321 | 0.1067 | -0.01004 | -0.0050385 | -0.02518 | 1.5 | 13.34% | 3.8671
1 | 25 | 15 | 30 | 28.542 | 19.3644 | 0.063787 | -0.00704 | -0.0044502 | -0.02224 | 1.5 | 13.34% | 9.1776
1 | 25 | 16 | 30 | 52.657 | 50.8298 | 0.05917 | -0.02624 | -0.0025433 | -0.01271 | 1.5 | 13.34% | 1.8272
1 | 25 | 17 | 30 | 62.55 | 55.89 | 0.028709 | -0.01423 | -0.0011646 | -0.00582 | 1.5 | 13.34% | 6.66
1 | 25 | 18 | 30 | 100 | 10.0512 | 0.000964 | 0 | -8.8044e-05 | -0.00044 | 1.5 | 13.34% | 89.9488
1 | 25 | 19 | 30 | 100 | 100 | 0 | 0 | 0 | 0 | 1.5 | 13.34% | 0
1 | 25 | 20 | 30 | 100 | 100 | 0 | 0 | 0 | 0 | 1.5 | 13.34% | 0
1 | 25 | 21 | 30 | 100 | 100 | 0 | 0 | 0 | 0 | 1.5 | 13.34% | 0
1 | 25 | 22 | 30 | 100 | 100 | 0 | 0 | 0 | 0 | 1.5 | 13.34% | 0
1 | 25 | 23 | 30 | 100 | 100 | 0 | 0 | 0 | 0 | 1.5 | 13.34% | 0
1 | 26 | 0 | 30 | 100 | 100 | 0 | 0 | 0 | 0 | 1.5 | 13.34% | 0
1 | 26 | 1 | 30 | 100 | 100 | 0 | 0 | 0 | 0 | 1.5 | 13.34% | 0
1 | 26 | 2 | 30 | 100 | 100 | 0 | 0 | 0 | 0 | 1.5 | 13.34% | 0
1 | 26 | 3 | 30 | 100 | 100 | 0 | 0 | 0 | 0 | 1.5 | 13.34% | 0
1 | 26 | 4 | 30 | 100 | 100 | 0 | 0 | 0 | 0 | 1.5 | 13.34% | 0
1 | 26 | 5 | 30 | 100 | 100 | 0 | 0 | 0 | 0 | 1.5 | 13.34% | 0
1 | 26 | 6 | 30 | 63.773 | 10.2184 | 0.000518 | 0 | -4.8024e-05 | -0.00024 | 1.5 | 13.34% | 53.5546
1 | 26 | 7 | 30 | 62.465 | 10.9712 | 0.007845 | -7.24e-05 | -0.00071035 | -0.00355 | 1.5 | 13.34% | 51.4938
1 | 26 | 8 | 30 | 49.537 | 10.4892 | 0.015006 | -6.84e-05 | -0.0013627 | -0.00681 | 1.5 | 13.34% | 39.0478
1 | 26 | 9 | 30 | 26.228 | 10.1728 | 0.021114 | -2.93e-05 | -0.001923 | -0.00961 | 1.5 | 13.34% | 16.0552
1 | 26 | 10 | 30 | 9.199 | 10.0551 | 0.026406 | -5.91e-06 | -0.0024072 | -0.01203 | 1.5 | 13.34% | 0.85614
1 | 26 | 11 | 30 | 0 | 10.0591 | 0.028571 | 0 | -0.0026113 | -0.01305 | 1.5 | 13.34% | 10.0591
1 | 26 | 12 | 30 | 0 | 10.0787 | 0.028302 | 0 | -0.0025913 | -0.01295 | 1.5 | 13.34% | 10.0787
1 | 26 | 13 | 30 | 0 | 10.061 | 0.02807 | -7.53e-07 | -0.0025653 | -0.01282 | 1.5 | 13.34% | 10.061
1 | 26 | 14 | 30 | 10.932 | 10.0763 | 0.022865 | 0 | -0.002093 | -0.01046 | 1.5 | 13.34% | 0.85569
1 | 26 | 15 | 30 | 28.609 | 10.0824 | 0.016757 | 0 | -0.0015348 | -0.00767 | 1.5 | 13.34% | 18.5266
1 | 26 | 16 | 30 | 52.952 | 10.1531 | 0.011593 | -8.84e-06 | -0.0010605 | -0.0053 | 1.5 | 13.34% | 42.7989
1 | 26 | 17 | 30 | 62.968 | 10.0698 | 0.004965 | 0 | -0.00045423 | -0.00227 | 1.5 | 13.34% | 52.8982
1 | 26 | 18 | 30 | 100 | 10.2097 | 0.000324 | 0 | -3.0015e-05 | -0.00015 | 1.5 | 13.34% | 89.7903
1 | 26 | 19 | 30 | 100 | 100 | 0 | 0 | 0 | 0 | 1.5 | 13.34% | 0
1 | 26 | 20 | 30 | 100 | 100 | 0 | 0 | 0 | 0 | 1.5 | 13.34% | 0
1 | 26 | 21 | 30 | 100 | 100 | 0 | 0 | 0 | 0 | 1.5 | 13.34% | 0
1 | 26 | 22 | 30 | 100 | 100 | 0 | 0 | 0 | 0 | 1.5 | 13.34% | 0
1 | 26 | 23 | 30 | 100 | 100 | 0 | 0 | 0 | 0 | 1.5 | 13.34% | 0
1 | 27 | 0 | 30 | 100 | 100 | 0 | 0 | 0 | 0 | 1.5 | 13.34% | 0
1 | 27 | 1 | 30 | 100 | 100 | 0 | 0 | 0 | 0 | 1.5 | 13.34% | 0
1 | 27 | 2 | 30 | 100 | 100 | 0 | 0 | 0 | 0 | 1.5 | 13.34% | 0
1 | 27 | 3 | 30 | 100 | 100 | 0 | 0 | 0 | 0 | 1.5 | 13.34% | 0
1 | 27 | 4 | 30 | 100 | 100 | 0 | 0 | 0 | 0 | 1.5 | 13.34% | 0
1 | 27 | 5 | 30 | 100 | 100 | 0 | 0 | 0 | 0 | 1.5 | 13.34% | 0
1 | 27 | 6 | 30 | 64.485 | 10.0143 | 0.001253 | 0 | -0.00011406 | -0.00057 | 1.5 | 13.34% | 54.4707
1 | 27 | 7 | 30 | 63.013 | 65.3633 | 0.037238 | -0.02253 | -0.0010945 | -0.00547 | 1.5 | 13.34% | 2.3503
1 | 27 | 8 | 30 | 50.048 | 45.3543 | 0.081101 | -0.0342 | -0.0017769 | -0.00888 | 1.5 | 13.34% | 4.6937
1 | 27 | 9 | 30 | 26.48 | 21.8104 | 0.11737 | -0.02244 | -0.0025933 | -0.01296 | 1.5 | 13.34% | 4.6696
1 | 27 | 10 | 30 | 9.308 | 6.2269 | 0.14653 | -0.0057 | -0.0032236 | -0.01611 | 1.5 | 13.34% | 3.0811
1 | 27 | 11 | 30 | 0 | 2.3702 | 0.16274 | 0 | -0.0037679 | -0.01883 | 1.5 | 13.34% | 2.3702
1 | 27 | 12 | 30 | 0 | 2.3394 | 0.16912 | 0 | -0.0038659 | -0.01932 | 1.5 | 13.34% | 2.3394
1 | 27 | 13 | 30 | 0 | 3.7218 | 0.16174 | -0.00218 | -0.0037018 | -0.0185 | 1.5 | 13.34% | 3.7218
1 | 27 | 14 | 30 | 10.994 | 17.2863 | 0.13935 | -0.02008 | -0.0034177 | -0.01708 | 1.5 | 13.34% | 6.2923
1 | 27 | 15 | 30 | 28.758 | 37.1587 | 0.10727 | -0.03593 | -0.0028654 | -0.01432 | 1.5 | 13.34% | 8.4007
1 | 27 | 16 | 30 | 53.339 | 62.8162 | 0.071344 | -0.0416 | -0.001975 | -0.00987 | 1.5 | 13.34% | 9.4772
1 | 27 | 17 | 30 | 63.601 | 58.5393 | 0.030036 | -0.0158 | -0.0011246 | -0.00562 | 1.5 | 13.34% | 5.0617
1 | 27 | 18 | 30 | 100 | 9.9392 | 0.000332 | 0 | -3.0015e-05 | -0.00015 | 1.5 | 13.34% | 90.0608
1 | 27 | 19 | 30 | 100 | 100 | 0 | 0 | 0 | 0 | 1.5 | 13.34% | 0
1 | 27 | 20 | 30 | 100 | 100 | 0 | 0 | 0 | 0 | 1.5 | 13.34% | 0
1 | 27 | 21 | 30 | 100 | 100 | 0 | 0 | 0 | 0 | 1.5 | 13.34% | 0
1 | 27 | 22 | 30 | 100 | 100 | 0 | 0 | 0 | 0 | 1.5 | 13.34% | 0
1 | 27 | 23 | 30 | 100 | 100 | 0 | 0 | 0 | 0 | 1.5 | 13.34% | 0
1 | 28 | 0 | 30 | 100 | 100 | 0 | 0 | 0 | 0 | 1.5 | 13.34% | 0
1 | 28 | 1 | 30 | 100 | 100 | 0 | 0 | 0 | 0 | 1.5 | 13.34% | 0
1 | 28 | 2 | 30 | 100 | 100 | 0 | 0 | 0 | 0 | 1.5 | 13.34% | 0
1 | 28 | 3 | 30 | 100 | 100 | 0 | 0 | 0 | 0 | 1.5 | 13.34% | 0
1 | 28 | 4 | 30 | 100 | 100 | 0 | 0 | 0 | 0 | 1.5 | 13.34% | 0
1 | 28 | 5 | 30 | 100 | 100 | 0 | 0 | 0 | 0 | 1.5 | 13.34% | 0
1 | 28 | 6 | 30 | 64.875 | 10.0312 | 0.001712 | 0 | -0.00015608 | -0.00078 | 1.5 | 13.34% | 54.8438
1 | 28 | 7 | 30 | 63.64 | 86.9651 | 0.053377 | -0.04615 | -0.00014407 | -0.00072 | 1.5 | 13.34% | 23.3251
1 | 28 | 8 | 30 | 50.495 | 50.2849 | 0.11432 | -0.05554 | -0.0012946 | -0.00647 | 1.5 | 13.34% | 0.21013
1 | 28 | 9 | 30 | 26.732 | 23.7649 | 0.16871 | -0.03811 | -0.0016028 | -0.00801 | 1.5 | 13.34% | 2.9671
1 | 28 | 10 | 30 | 9.398 | 5.5268 | 0.2101 | -0.0098 | -0.0017169 | -0.00858 | 1.5 | 13.34% | 3.8712
1 | 28 | 11 | 30 | 0 | 0.74309 | 0.2352 | 0 | -0.0017349 | -0.00867 | 1.5 | 13.34% | 0.74309
1 | 28 | 12 | 30 | 0 | 0.71946 | 0.24343 | 0 | -0.0017389 | -0.00869 | 1.5 | 13.34% | 0.71946
1 | 28 | 13 | 30 | 0 | 2.4136 | 0.23287 | -0.00385 | -0.0017289 | -0.00864 | 1.5 | 13.34% | 2.4136
1 | 28 | 14 | 30 | 11.009 | 18.8875 | 0.20482 | -0.03668 | -0.0016868 | -0.00843 | 1.5 | 13.34% | 7.8785
1 | 28 | 15 | 30 | 28.865 | 44.2316 | 0.16106 | -0.06902 | -0.0015388 | -0.00769 | 1.5 | 13.34% | 15.3666
1 | 28 | 16 | 30 | 53.778 | 76.0565 | 0.10565 | -0.07824 | -0.0012006 | -0.006 | 1.5 | 13.34% | 22.2785
1 | 28 | 17 | 30 | 64.16 | 85.8145 | 0.044921 | -0.03811 | -0.00023612 | -0.00118 | 1.5 | 13.34% | 21.6545
1 | 28 | 18 | 30 | 100 | 9.9502 | 0.000597 | 0 | -5.4027e-05 | -0.00027 | 1.5 | 13.34% | 90.0498
1 | 28 | 19 | 30 | 100 | 100 | 0 | 0 | 0 | 0 | 1.5 | 13.34% | 0
1 | 28 | 20 | 30 | 100 | 100 | 0 | 0 | 0 | 0 | 1.5 | 13.34% | 0
1 | 28 | 21 | 30 | 100 | 100 | 0 | 0 | 0 | 0 | 1.5 | 13.34% | 0
1 | 28 | 22 | 30 | 100 | 100 | 0 | 0 | 0 | 0 | 1.5 | 13.34% | 0
1 | 28 | 23 | 30 | 100 | 100 | 0 | 0 | 0 | 0 | 1.5 | 13.34% | 0
1 | 29 | 0 | 30 | 100 | 100 | 0 | 0 | 0 | 0 | 1.5 | 13.34% | 0
1 | 29 | 1 | 30 | 100 | 100 | 0 | 0 | 0 | 0 | 1.5 | 13.34% | 0
1 | 29 | 2 | 30 | 100 | 100 | 0 | 0 | 0 | 0 | 1.5 | 13.34% | 0
1 | 29 | 3 | 30 | 100 | 100 | 0 | 0 | 0 | 0 | 1.5 | 13.34% | 0
1 | 29 | 4 | 30 | 100 | 100 | 0 | 0 | 0 | 0 | 1.5 | 13.34% | 0
1 | 29 | 5 | 30 | 100 | 100 | 0 | 0 | 0 | 0 | 1.5 | 13.34% | 0
1 | 29 | 6 | 30 | 65.455 | 10.1256 | 0.001284 | 0 | -0.00011806 | -0.00059 | 1.5 | 13.34% | 55.3294
1 | 29 | 7 | 30 | 64.146 | 68.993 | 0.038893 | -0.02519 | -0.00097249 | -0.00486 | 1.5 | 13.34% | 4.847
1 | 29 | 8 | 30 | 50.979 | 47.5317 | 0.085784 | -0.03859 | -0.0014807 | -0.0074 | 1.5 | 13.34% | 3.4473
1 | 29 | 9 | 30 | 26.874 | 22.73 | 0.12644 | -0.02623 | -0.002045 | -0.01022 | 1.5 | 13.34% | 4.144
1 | 29 | 10 | 30 | 9.553 | 5.986 | 0.15544 | -0.00645 | -0.0026933 | -0.01346 | 1.5 | 13.34% | 3.567
1 | 29 | 11 | 30 | 0 | 1.8287 | 0.17371 | 0 | -0.0031196 | -0.01559 | 1.5 | 13.34% | 1.8287
1 | 29 | 12 | 30 | 0 | 2.0113 | 0.17608 | 0 | -0.0034717 | -0.01735 | 1.5 | 13.34% | 2.0113
1 | 29 | 13 | 30 | 0 | 3.3771 | 0.17044 | -0.00244 | -0.0032076 | -0.01603 | 1.5 | 13.34% | 3.3771
1 | 29 | 14 | 30 | 11.015 | 17.9459 | 0.15168 | -0.02402 | -0.0027134 | -0.01356 | 1.5 | 13.34% | 6.9309
1 | 29 | 15 | 30 | 29.04 | 40.4739 | 0.1179 | -0.04452 | -0.0022771 | -0.01138 | 1.5 | 13.34% | 11.4339
1 | 29 | 16 | 30 | 54.122 | 67.8739 | 0.076748 | -0.04925 | -0.0016928 | -0.00846 | 1.5 | 13.34% | 13.7519
1 | 29 | 17 | 30 | 64.726 | 63.0175 | 0.031863 | -0.01837 | -0.0010485 | -0.00524 | 1.5 | 13.34% | 1.7085
1 | 29 | 18 | 30 | 100 | 10.3283 | 0.000342 | 0 | -3.2016e-05 | -0.00016 | 1.5 | 13.34% | 89.6717
1 | 29 | 19 | 30 | 100 | 100 | 0 | 0 | 0 | 0 | 1.5 | 13.34% | 0
1 | 29 | 20 | 30 | 100 | 100 | 0 | 0 | 0 | 0 | 1.5 | 13.34% | 0
1 | 29 | 21 | 30 | 100 | 100 | 0 | 0 | 0 | 0 | 1.5 | 13.34% | 0
1 | 29 | 22 | 30 | 100 | 100 | 0 | 0 | 0 | 0 | 1.5 | 13.34% | 0
1 | 29 | 23 | 30 | 100 | 100 | 0 | 0 | 0 | 0 | 1.5 | 13.34% | 0
1 | 30 | 0 | 30 | 100 | 100 | 0 | 0 | 0 | 0 | 1.5 | 13.34% | 0
1 | 30 | 1 | 30 | 100 | 100 | 0 | 0 | 0 | 0 | 1.5 | 13.34% | 0
1 | 30 | 2 | 30 | 100 | 100 | 0 | 0 | 0 | 0 | 1.5 | 13.34% | 0
1 | 30 | 3 | 30 | 100 | 100 | 0 | 0 | 0 | 0 | 1.5 | 13.34% | 0
1 | 30 | 4 | 30 | 100 | 100 | 0 | 0 | 0 | 0 | 1.5 | 13.34% | 0
1 | 30 | 5 | 30 | 100 | 100 | 0 | 0 | 0 | 0 | 1.5 | 13.34% | 0
1 | 30 | 6 | 30 | 66.001 | 10.033 | 0.001602 | 0 | -0.00014607 | -0.00073 | 1.5 | 13.34% | 55.968
1 | 30 | 7 | 30 | 64.791 | 86.4298 | 0.051913 | -0.04454 | -0.00017609 | -0.00088 | 1.5 | 13.34% | 21.6388
1 | 30 | 8 | 30 | 51.645 | 50.33 | 0.11246 | -0.0547 | -0.0012646 | -0.00632 | 1.5 | 13.34% | 1.315
1 | 30 | 9 | 30 | 27.188 | 24.0502 | 0.16596 | -0.03798 | -0.0015588 | -0.00779 | 1.5 | 13.34% | 3.1378
1 | 30 | 10 | 30 | 9.616 | 5.5936 | 0.20659 | -0.0098 | -0.0016628 | -0.00831 | 1.5 | 13.34% | 4.0224
1 | 30 | 11 | 30 | 0 | 0.73134 | 0.23151 | 0 | -0.0016808 | -0.0084 | 1.5 | 13.34% | 0.73134
1 | 30 | 12 | 30 | 0 | 0.70345 | 0.23833 | 0 | -0.0016648 | -0.00832 | 1.5 | 13.34% | 0.70345
1 | 30 | 13 | 30 | 0 | 2.4349 | 0.2274 | -0.00385 | -0.0016468 | -0.00823 | 1.5 | 13.34% | 2.4349
1 | 30 | 14 | 30 | 11.056 | 19.1278 | 0.19994 | -0.03633 | -0.0016068 | -0.00803 | 1.5 | 13.34% | 8.0718
1 | 30 | 15 | 30 | 29.165 | 44.3224 | 0.15695 | -0.06745 | -0.0014647 | -0.00732 | 1.5 | 13.34% | 15.1574
1 | 30 | 16 | 30 | 54.529 | 76.295 | 0.10209 | -0.0759 | -0.0011286 | -0.00564 | 1.5 | 13.34% | 21.766
1 | 30 | 17 | 30 | 65.365 | 82.8339 | 0.042626 | -0.03461 | -0.00038219 | -0.00191 | 1.5 | 13.34% | 17.4689
1 | 30 | 18 | 30 | 100 | 10.0614 | 0.000394 | 0 | -3.6018e-05 | -0.00018 | 1.5 | 13.34% | 89.9386
1 | 30 | 19 | 30 | 100 | 100 | 0 | 0 | 0 | 0 | 1.5 | 13.34% | 0
1 | 30 | 20 | 30 | 100 | 100 | 0 | 0 | 0 | 0 | 1.5 | 13.34% | 0
1 | 30 | 21 | 30 | 100 | 100 | 0 | 0 | 0 | 0 | 1.5 | 13.34% | 0
1 | 30 | 22 | 30 | 100 | 100 | 0 | 0 | 0 | 0 | 1.5 | 13.34% | 0
1 | 30 | 23 | 30 | 100 | 100 | 0 | 0 | 0 | 0 | 1.5 | 13.34% | 0
1 | 31 | 0 | 30 | 100 | 100 | 0 | 0 | 0 | 0 | 1.5 | 13.34% | 0
1 | 31 | 1 | 30 | 100 | 100 | 0 | 0 | 0 | 0 | 1.5 | 13.34% | 0
1 | 31 | 2 | 30 | 100 | 100 | 0 | 0 | 0 | 0 | 1.5 | 13.34% | 0
1 | 31 | 3 | 30 | 100 | 100 | 0 | 0 | 0 | 0 | 1.5 | 13.34% | 0
1 | 31 | 4 | 30 | 100 | 100 | 0 | 0 | 0 | 0 | 1.5 | 13.34% | 0
1 | 31 | 5 | 30 | 100 | 100 | 0 | 0 | 0 | 0 | 1.5 | 13.34% | 0
1 | 31 | 6 | 30 | 66.601 | 10.0565 | 0.001511 | 0 | -0.00013807 | -0.00069 | 1.5 | 13.34% | 56.5445
1 | 31 | 7 | 30 | 65.28 | 85.1204 | 0.050106 | -0.04218 | -0.00025413 | -0.00127 | 1.5 | 13.34% | 19.8404
1 | 31 | 8 | 30 | 52.063 | 50.4046 | 0.10968 | -0.05346 | -0.0012126 | -0.00606 | 1.5 | 13.34% | 1.6584
1 | 31 | 9 | 30 | 27.476 | 24.0714 | 0.16239 | -0.03723 | -0.0014987 | -0.00749 | 1.5 | 13.34% | 3.4046
1 | 31 | 10 | 30 | 9.75 | 5.5872 | 0.20243 | -0.00962 | -0.0016008 | -0.008 | 1.5 | 13.34% | 4.1628
1 | 31 | 11 | 30 | 0 | 0.71819 | 0.22702 | 0 | -0.0016188 | -0.00809 | 1.5 | 13.34% | 0.71819
1 | 31 | 12 | 30 | 0 | 0.69157 | 0.23424 | 0 | -0.0016088 | -0.00804 | 1.5 | 13.34% | 0.69157
1 | 31 | 13 | 30 | 0 | 2.4273 | 0.22385 | -0.0038 | -0.0015948 | -0.00797 | 1.5 | 13.34% | 2.4273
1 | 31 | 14 | 30 | 11.109 | 19.139 | 0.19686 | -0.03582 | -0.0015588 | -0.00779 | 1.5 | 13.34% | 8.03
1 | 31 | 15 | 30 | 29.35 | 44.3781 | 0.15421 | -0.06639 | -0.0014167 | -0.00708 | 1.5 | 13.34% | 15.0281
1 | 31 | 16 | 30 | 55.039 | 76.3842 | 0.10076 | -0.07502 | -0.0011026 | -0.00551 | 1.5 | 13.34% | 21.3452
1 | 31 | 17 | 30 | 65.887 | 82.1827 | 0.042212 | -0.03394 | -0.00041221 | -0.00206 | 1.5 | 13.34% | 16.2957
1 | 31 | 18 | 30 | 100 | 10.1601 | 0.000499 | 0 | -4.6023e-05 | -0.00023 | 1.5 | 13.34% | 89.8399
1 | 31 | 19 | 30 | 100 | 100 | 0 | 0 | 0 | 0 | 1.5 | 13.34% | 0
1 | 31 | 20 | 30 | 100 | 100 | 0 | 0 | 0 | 0 | 1.5 | 13.34% | 0
1 | 31 | 21 | 30 | 100 | 100 | 0 | 0 | 0 | 0 | 1.5 | 13.34% | 0
1 | 31 | 22 | 30 | 100 | 100 | 0 | 0 | 0 | 0 | 1.5 | 13.34% | 0
1 | 31 | 23 | 30 | 100 | 100 | 0 | 0 | 0 | 0 | 1.5 | 13.34% | 0
2 | 1 | 0 | 30 | 100 | 100 | 0 | 0 | 0 | 0 | 1.5 | 13.34% | 0
2 | 1 | 1 | 30 | 100 | 100 | 0 | 0 | 0 | 0 | 1.5 | 13.34% | 0
2 | 1 | 2 | 30 | 100 | 100 | 0 | 0 | 0 | 0 | 1.5 | 13.34% | 0
2 | 1 | 3 | 30 | 100 | 100 | 0 | 0 | 0 | 0 | 1.5 | 13.34% | 0
2 | 1 | 4 | 30 | 100 | 100 | 0 | 0 | 0 | 0 | 1.5 | 13.34% | 0
2 | 1 | 5 | 30 | 100 | 100 | 0 | 0 | 0 | 0 | 1.5 | 13.34% | 0
2 | 1 | 6 | 30 | 67.294 | 10.0409 | 0.001557 | 0 | -0.00014207 | -0.00071 | 1.5 | 13.34% | 57.2531
2 | 1 | 7 | 30 | 65.968 | 86.0211 | 0.050916 | -0.04343 | -0.0001981 | -0.00099 | 1.5 | 13.34% | 20.0531
2 | 1 | 8 | 30 | 52.682 | 51.7021 | 0.1108 | -0.05541 | -0.0012366 | -0.00618 | 1.5 | 13.34% | 0.97986
2 | 1 | 9 | 30 | 27.677 | 24.0618 | 0.16397 | -0.03756 | -0.0015268 | -0.00763 | 1.5 | 13.34% | 3.6152
2 | 1 | 10 | 30 | 9.879 | 5.6635 | 0.20431 | -0.00985 | -0.0016288 | -0.00814 | 1.5 | 13.34% | 4.2155
2 | 1 | 11 | 30 | 0 | 0.72386 | 0.22943 | 0 | -0.0016488 | -0.00824 | 1.5 | 13.34% | 0.72386
2 | 1 | 12 | 30 | 0 | 0.69698 | 0.23648 | 0 | -0.0016368 | -0.00818 | 1.5 | 13.34% | 0.69698
2 | 1 | 13 | 30 | 0 | 2.4318 | 0.2266 | -0.00384 | -0.0016308 | -0.00815 | 1.5 | 13.34% | 2.4318
2 | 1 | 14 | 30 | 11.144 | 19.3526 | 0.19896 | -0.03661 | -0.0015868 | -0.00793 | 1.5 | 13.34% | 8.2086
2 | 1 | 15 | 30 | 29.481 | 44.8431 | 0.15623 | -0.06796 | -0.0014487 | -0.00724 | 1.5 | 13.34% | 15.3621
2 | 1 | 16 | 30 | 55.365 | 77.9545 | 0.10204 | -0.07754 | -0.0011266 | -0.00563 | 1.5 | 13.34% | 22.5895
2 | 1 | 17 | 30 | 66.466 | 83.3898 | 0.043167 | -0.03534 | -0.00035818 | -0.00179 | 1.5 | 13.34% | 16.9238
2 | 1 | 18 | 30 | 67.683 | 10.0055 | 0.000506 | 0 | -4.6023e-05 | -0.00023 | 1.5 | 13.34% | 57.6775
2 | 1 | 19 | 30 | 100 | 100 | 0 | 0 | 0 | 0 | 1.5 | 13.34% | 0
2 | 1 | 20 | 30 | 100 | 100 | 0 | 0 | 0 | 0 | 1.5 | 13.34% | 0
2 | 1 | 21 | 30 | 100 | 100 | 0 | 0 | 0 | 0 | 1.5 | 13.34% | 0
2 | 1 | 22 | 30 | 100 | 100 | 0 | 0 | 0 | 0 | 1.5 | 13.34% | 0
2 | 1 | 23 | 30 | 100 | 100 | 0 | 0 | 0 | 0 | 1.5 | 13.34% | 0
2 | 2 | 0 | 30 | 100 | 100 | 0 | 0 | 0 | 0 | 1.5 | 13.34% | 0
2 | 2 | 1 | 30 | 100 | 100 | 0 | 0 | 0 | 0 | 1.5 | 13.34% | 0
2 | 2 | 2 | 30 | 100 | 100 | 0 | 0 | 0 | 0 | 1.5 | 13.34% | 0
2 | 2 | 3 | 30 | 100 | 100 | 0 | 0 | 0 | 0 | 1.5 | 13.34% | 0
2 | 2 | 4 | 30 | 100 | 100 | 0 | 0 | 0 | 0 | 1.5 | 13.34% | 0
2 | 2 | 5 | 30 | 100 | 100 | 0 | 0 | 0 | 0 | 1.5 | 13.34% | 0
2 | 2 | 6 | 30 | 67.526 | 10.086 | 0.002053 | 0 | -0.00018809 | -0.00094 | 1.5 | 13.34% | 57.44
2 | 2 | 7 | 30 | 66.609 | 77.7224 | 0.054313 | -0.04083 | -0.00077839 | -0.00389 | 1.5 | 13.34% | 11.1134
2 | 2 | 8 | 30 | 53.231 | 51.2629 | 0.122 | -0.06031 | -0.0014747 | -0.00737 | 1.5 | 13.34% | 1.9681
2 | 2 | 9 | 30 | 27.928 | 24.0182 | 0.16984 | -0.03877 | -0.0016308 | -0.00815 | 1.5 | 13.34% | 3.9098
2 | 2 | 10 | 30 | 9.95 | 5.6733 | 0.2119 | -0.01018 | -0.0017429 | -0.00871 | 1.5 | 13.34% | 4.2767
2 | 2 | 11 | 30 | 0 | 7.3977 | 0.096794 | 0 | -0.0066673 | -0.03332 | 1.5 | 13.34% | 7.3977
2 | 2 | 12 | 30 | 0 | 6.4014 | 0.11142 | 0 | -0.0067034 | -0.0335 | 1.5 | 13.34% | 6.4014
2 | 2 | 13 | 30 | 0 | 6.6084 | 0.11292 | -0.00083 | -0.0062211 | -0.03109 | 1.5 | 13.34% | 6.6084
2 | 2 | 14 | 30 | 11.245 | 13.2004 | 0.088015 | -0.00514 | -0.0057229 | -0.0286 | 1.5 | 13.34% | 1.9554
2 | 2 | 15 | 30 | 29.681 | 23.6065 | 0.072368 | -0.01161 | -0.0044282 | -0.02213 | 1.5 | 13.34% | 6.0745
2 | 2 | 16 | 30 | 55.814 | 32.9912 | 0.045686 | -0.01107 | -0.0030095 | -0.01504 | 1.5 | 13.34% | 22.8228
2 | 2 | 17 | 30 | 67.09 | 50.5081 | 0.027371 | -0.01187 | -0.0012986 | -0.00649 | 1.5 | 13.34% | 16.5819
2 | 2 | 18 | 30 | 68.311 | 10.1066 | 0.001526 | 0 | -0.00014007 | -0.0007 | 1.5 | 13.34% | 58.2044
2 | 2 | 19 | 30 | 100 | 100 | 0 | 0 | 0 | 0 | 1.5 | 13.34% | 0
2 | 2 | 20 | 30 | 100 | 100 | 0 | 0 | 0 | 0 | 1.5 | 13.34% | 0
2 | 2 | 21 | 30 | 100 | 100 | 0 | 0 | 0 | 0 | 1.5 | 13.34% | 0
2 | 2 | 22 | 30 | 100 | 100 | 0 | 0 | 0 | 0 | 1.5 | 13.34% | 0
2 | 2 | 23 | 30 | 100 | 100 | 0 | 0 | 0 | 0 | 1.5 | 13.34% | 0
2 | 3 | 0 | 30 | 100 | 100 | 0 | 0 | 0 | 0 | 1.5 | 13.34% | 0
2 | 3 | 1 | 30 | 100 | 100 | 0 | 0 | 0 | 0 | 1.5 | 13.34% | 0
2 | 3 | 2 | 30 | 100 | 100 | 0 | 0 | 0 | 0 | 1.5 | 13.34% | 0
2 | 3 | 3 | 30 | 100 | 100 | 0 | 0 | 0 | 0 | 1.5 | 13.34% | 0
2 | 3 | 4 | 30 | 100 | 100 | 0 | 0 | 0 | 0 | 1.5 | 13.34% | 0
2 | 3 | 5 | 30 | 100 | 100 | 0 | 0 | 0 | 0 | 1.5 | 13.34% | 0
2 | 3 | 6 | 30 | 68.145 | 10.2144 | 0.000475 | 0 | -4.4022e-05 | -0.00022 | 1.5 | 13.34% | 57.9306
2 | 3 | 7 | 30 | 67.151 | 65.5074 | 0.036146 | -0.02188 | -0.0010865 | -0.00543 | 1.5 | 13.34% | 1.6436
2 | 3 | 8 | 30 | 53.765 | 48.019 | 0.083621 | -0.03782 | -0.0015768 | -0.00788 | 1.5 | 13.34% | 5.746
2 | 3 | 9 | 30 | 28.181 | 10.85 | 0.050822 | -0.00059 | -0.0044422 | -0.0222 | 1.5 | 13.34% | 17.331
2 | 3 | 10 | 30 | 10.09 | 8.8808 | 0.083734 | -0.00102 | -0.0058929 | -0.02945 | 1.5 | 13.34% | 1.2092
2 | 3 | 11 | 30 | 0 | 6.9502 | 0.10152 | 0 | -0.0065973 | -0.03297 | 1.5 | 13.34% | 6.9502
2 | 3 | 12 | 30 | 0 | 1.968 | 0.17781 | 0 | -0.0034317 | -0.01715 | 1.5 | 13.34% | 1.968
2 | 3 | 13 | 30 | 0 | 4.5056 | 0.14792 | -0.00183 | -0.0046263 | -0.02312 | 1.5 | 13.34% | 4.5056
2 | 3 | 14 | 30 | 11.255 | 14.4234 | 0.096761 | -0.00763 | -0.0055288 | -0.02763 | 1.5 | 13.34% | 3.1684
2 | 3 | 15 | 30 | 29.834 | 21.3296 | 0.067497 | -0.00891 | -0.0045223 | -0.0226 | 1.5 | 13.34% | 8.5044
2 | 3 | 16 | 30 | 56.466 | 41.2568 | 0.051669 | -0.01721 | -0.0029075 | -0.01453 | 1.5 | 13.34% | 15.2092
2 | 3 | 17 | 30 | 67.619 | 44.1843 | 0.025085 | -0.00909 | -0.0013827 | -0.00691 | 1.5 | 13.34% | 23.4347
2 | 3 | 18 | 30 | 68.768 | 9.9449 | 0.000907 | 0 | -8.2041e-05 | -0.00041 | 1.5 | 13.34% | 58.8231
2 | 3 | 19 | 30 | 100 | 100 | 0 | 0 | 0 | 0 | 1.5 | 13.34% | 0
2 | 3 | 20 | 30 | 100 | 100 | 0 | 0 | 0 | 0 | 1.5 | 13.34% | 0
2 | 3 | 21 | 30 | 100 | 100 | 0 | 0 | 0 | 0 | 1.5 | 13.34% | 0
2 | 3 | 22 | 30 | 100 | 100 | 0 | 0 | 0 | 0 | 1.5 | 13.34% | 0
2 | 3 | 23 | 30 | 100 | 100 | 0 | 0 | 0 | 0 | 1.5 | 13.34% | 0
2 | 4 | 0 | 30 | 100 | 100 | 0 | 0 | 0 | 0 | 1.5 | 13.34% | 0
2 | 4 | 1 | 30 | 100 | 100 | 0 | 0 | 0 | 0 | 1.5 | 13.34% | 0
2 | 4 | 2 | 30 | 100 | 100 | 0 | 0 | 0 | 0 | 1.5 | 13.34% | 0
2 | 4 | 3 | 30 | 100 | 100 | 0 | 0 | 0 | 0 | 1.5 | 13.34% | 0
2 | 4 | 4 | 30 | 100 | 100 | 0 | 0 | 0 | 0 | 1.5 | 13.34% | 0
2 | 4 | 5 | 30 | 100 | 100 | 0 | 0 | 0 | 0 | 1.5 | 13.34% | 0
2 | 4 | 6 | 30 | 69.09 | 10.1301 | 0.001327 | 0 | -0.00012206 | -0.00061 | 1.5 | 13.34% | 58.9599
2 | 4 | 7 | 30 | 67.851 | 82.078 | 0.04575 | -0.03672 | -0.00045623 | -0.00228 | 1.5 | 13.34% | 14.227
2 | 4 | 8 | 30 | 54.347 | 55.0567 | 0.10358 | -0.05637 | -0.00042421 | -0.00212 | 1.5 | 13.34% | 0.70974
2 | 4 | 9 | 30 | 28.381 | 24.4105 | 0.15345 | -0.03577 | -0.0013567 | -0.00678 | 1.5 | 13.34% | 3.9705
2 | 4 | 10 | 30 | 10.196 | 5.6398 | 0.19157 | -0.00928 | -0.0014427 | -0.00721 | 1.5 | 13.34% | 4.5562
2 | 4 | 11 | 30 | 0 | 0.67916 | 0.21476 | 0 | -0.0014487 | -0.00724 | 1.5 | 13.34% | 0.67916
2 | 4 | 12 | 30 | 0 | 0.6547 | 0.22242 | 0 | -0.0014467 | -0.00723 | 1.5 | 13.34% | 0.6547
2 | 4 | 13 | 30 | 0 | 2.4329 | 0.21332 | -0.00371 | -0.0014447 | -0.00722 | 1.5 | 13.34% | 2.4329
2 | 4 | 14 | 30 | 11.307 | 20.1758 | 0.18728 | -0.03609 | -0.0014107 | -0.00705 | 1.5 | 13.34% | 8.8688
2 | 4 | 15 | 30 | 29.951 | 45.8172 | 0.14747 | -0.06567 | -0.0013006 | -0.0065 | 1.5 | 13.34% | 15.8662
2 | 4 | 16 | 30 | 56.922 | 82.106 | 0.097153 | -0.07877 | -0.00054827 | -0.00274 | 1.5 | 13.34% | 25.184
2 | 4 | 17 | 30 | 68.368 | 80.2891 | 0.040545 | -0.03159 | -0.00053427 | -0.00267 | 1.5 | 13.34% | 11.9211
2 | 4 | 18 | 30 | 69.055 | 10.1924 | 0.000649 | 0 | -6.003e-05 | -0.0003 | 1.5 | 13.34% | 58.8626
2 | 4 | 19 | 30 | 100 | 100 | 0 | 0 | 0 | 0 | 1.5 | 13.34% | 0
2 | 4 | 20 | 30 | 100 | 100 | 0 | 0 | 0 | 0 | 1.5 | 13.34% | 0
2 | 4 | 21 | 30 | 100 | 100 | 0 | 0 | 0 | 0 | 1.5 | 13.34% | 0
2 | 4 | 22 | 30 | 100 | 100 | 0 | 0 | 0 | 0 | 1.5 | 13.34% | 0
2 | 4 | 23 | 30 | 100 | 100 | 0 | 0 | 0 | 0 | 1.5 | 13.34% | 0
2 | 5 | 0 | 30 | 100 | 100 | 0 | 0 | 0 | 0 | 1.5 | 13.34% | 0
2 | 5 | 1 | 30 | 100 | 100 | 0 | 0 | 0 | 0 | 1.5 | 13.34% | 0
2 | 5 | 2 | 30 | 100 | 100 | 0 | 0 | 0 | 0 | 1.5 | 13.34% | 0
2 | 5 | 3 | 30 | 100 | 100 | 0 | 0 | 0 | 0 | 1.5 | 13.34% | 0
2 | 5 | 4 | 30 | 100 | 100 | 0 | 0 | 0 | 0 | 1.5 | 13.34% | 0
2 | 5 | 5 | 30 | 100 | 100 | 0 | 0 | 0 | 0 | 1.5 | 13.34% | 0
2 | 5 | 6 | 30 | 69.464 | 10.1532 | 0.001194 | 0 | -0.00011005 | -0.00055 | 1.5 | 13.34% | 59.3108
2 | 5 | 7 | 30 | 68.459 | 72.2861 | 0.039398 | -0.02699 | -0.00086443 | -0.00432 | 1.5 | 13.34% | 3.8271
2 | 5 | 8 | 30 | 54.876 | 49.2817 | 0.085126 | -0.03975 | -0.0014747 | -0.00737 | 1.5 | 13.34% | 5.5943
2 | 5 | 9 | 30 | 28.616 | 23.2474 | 0.12649 | -0.0269 | -0.002033 | -0.01016 | 1.5 | 13.34% | 5.3686
2 | 5 | 10 | 30 | 10.273 | 6.1497 | 0.15718 | -0.00689 | -0.0026153 | -0.01307 | 1.5 | 13.34% | 4.1233
2 | 5 | 11 | 30 | 0 | 1.5936 | 0.17961 | 0 | -0.0028174 | -0.01408 | 1.5 | 13.34% | 1.5936
2 | 5 | 12 | 30 | 0 | 1.6061 | 0.18608 | 0 | -0.0029415 | -0.0147 | 1.5 | 13.34% | 1.6061
2 | 5 | 13 | 30 | 0 | 3.1839 | 0.17932 | -0.00286 | -0.0027614 | -0.0138 | 1.5 | 13.34% | 3.1839
2 | 5 | 14 | 30 | 11.37 | 19.4646 | 0.16084 | -0.02862 | -0.0022491 | -0.01124 | 1.5 | 13.34% | 8.0946
2 | 5 | 15 | 30 | 30.164 | 44.1759 | 0.12926 | -0.05469 | -0.0016728 | -0.00836 | 1.5 | 13.34% | 14.0119
2 | 5 | 16 | 30 | 57.413 | 76.0146 | 0.086453 | -0.06366 | -0.0011686 | -0.00584 | 1.5 | 13.34% | 18.6016
2 | 5 | 17 | 30 | 68.868 | 73.0733 | 0.036628 | -0.02538 | -0.0008004 | -0.004 | 1.5 | 13.34% | 4.2053
2 | 5 | 18 | 30 | 69.837 | 10.1591 | 0.000933 | 0 | -8.6043e-05 | -0.00043 | 1.5 | 13.34% | 59.6779
2 | 5 | 19 | 30 | 100 | 100 | 0 | 0 | 0 | 0 | 1.5 | 13.34% | 0
2 | 5 | 20 | 30 | 100 | 100 | 0 | 0 | 0 | 0 | 1.5 | 13.34% | 0
2 | 5 | 21 | 30 | 100 | 100 | 0 | 0 | 0 | 0 | 1.5 | 13.34% | 0
2 | 5 | 22 | 30 | 100 | 100 | 0 | 0 | 0 | 0 | 1.5 | 13.34% | 0
2 | 5 | 23 | 30 | 100 | 100 | 0 | 0 | 0 | 0 | 1.5 | 13.34% | 0
2 | 6 | 0 | 30 | 100 | 100 | 0 | 0 | 0 | 0 | 1.5 | 13.34% | 0
2 | 6 | 1 | 30 | 100 | 100 | 0 | 0 | 0 | 0 | 1.5 | 13.34% | 0
2 | 6 | 2 | 30 | 100 | 100 | 0 | 0 | 0 | 0 | 1.5 | 13.34% | 0
2 | 6 | 3 | 30 | 100 | 100 | 0 | 0 | 0 | 0 | 1.5 | 13.34% | 0
2 | 6 | 4 | 30 | 100 | 100 | 0 | 0 | 0 | 0 | 1.5 | 13.34% | 0
2 | 6 | 5 | 30 | 100 | 100 | 0 | 0 | 0 | 0 | 1.5 | 13.34% | 0
2 | 6 | 6 | 30 | 70.25 | 9.9859 | 0.001124 | 0 | -0.00010205 | -0.00051 | 1.5 | 13.34% | 60.2641
2 | 6 | 7 | 30 | 68.991 | 72.202 | 0.039249 | -0.02685 | -0.00086443 | -0.00432 | 1.5 | 13.34% | 3.211
2 | 6 | 8 | 30 | 55.472 | 50.2607 | 0.087268 | -0.04185 | -0.0013387 | -0.00669 | 1.5 | 13.34% | 5.2113
2 | 6 | 9 | 30 | 28.907 | 23.7775 | 0.13208 | -0.02931 | -0.0016928 | -0.00846 | 1.5 | 13.34% | 5.1295
2 | 6 | 10 | 30 | 10.372 | 5.9983 | 0.16381 | -0.00748 | -0.0022131 | -0.01106 | 1.5 | 13.34% | 4.3737
2 | 6 | 11 | 30 | 0 | 1.4139 | 0.18385 | 0 | -0.0025633 | -0.01281 | 1.5 | 13.34% | 1.4139
2 | 6 | 12 | 30 | 0 | 1.3363 | 0.19272 | 0 | -0.0025413 | -0.0127 | 1.5 | 13.34% | 1.3363
2 | 6 | 13 | 30 | 0 | 3.044 | 0.18344 | -0.00299 | -0.0025173 | -0.01258 | 1.5 | 13.34% | 3.044
2 | 6 | 14 | 30 | 11.44 | 19.563 | 0.16295 | -0.02933 | -0.0021311 | -0.01065 | 1.5 | 13.34% | 8.123
2 | 6 | 15 | 30 | 30.389 | 44.2473 | 0.12968 | -0.05499 | -0.0016568 | -0.00828 | 1.5 | 13.34% | 13.8583
2 | 6 | 16 | 30 | 57.917 | 76.0609 | 0.086589 | -0.06381 | -0.0011646 | -0.00582 | 1.5 | 13.34% | 18.1439
2 | 6 | 17 | 30 | 69.64 | 73.6436 | 0.036928 | -0.02584 | -0.00078039 | -0.0039 | 1.5 | 13.34% | 4.0036
2 | 6 | 18 | 30 | 70.707 | 10.0811 | 0.000874 | 0 | -8.004e-05 | -0.0004 | 1.5 | 13.34% | 60.6259
2 | 6 | 19 | 30 | 100 | 100 | 0 | 0 | 0 | 0 | 1.5 | 13.34% | 0
2 | 6 | 20 | 30 | 100 | 100 | 0 | 0 | 0 | 0 | 1.5 | 13.34% | 0
2 | 6 | 21 | 30 | 100 | 100 | 0 | 0 | 0 | 0 | 1.5 | 13.34% | 0
2 | 6 | 22 | 30 | 100 | 100 | 0 | 0 | 0 | 0 | 1.5 | 13.34% | 0
2 | 6 | 23 | 30 | 100 | 100 | 0 | 0 | 0 | 0 | 1.5 | 13.34% | 0
2 | 7 | 0 | 30 | 100 | 100 | 0 | 0 | 0 | 0 | 1.5 | 13.34% | 0
2 | 7 | 1 | 30 | 100 | 100 | 0 | 0 | 0 | 0 | 1.5 | 13.34% | 0
2 | 7 | 2 | 30 | 100 | 100 | 0 | 0 | 0 | 0 | 1.5 | 13.34% | 0
2 | 7 | 3 | 30 | 100 | 100 | 0 | 0 | 0 | 0 | 1.5 | 13.34% | 0
2 | 7 | 4 | 30 | 100 | 100 | 0 | 0 | 0 | 0 | 1.5 | 13.34% | 0
2 | 7 | 5 | 30 | 100 | 100 | 0 | 0 | 0 | 0 | 1.5 | 13.34% | 0
2 | 7 | 6 | 30 | 70.688 | 10.2823 | 0.000558 | 0 | -5.2026e-05 | -0.00026 | 1.5 | 13.34% | 60.4057
2 | 7 | 7 | 30 | 69.747 | 15.9216 | 0.017943 | -0.00108 | -0.0015328 | -0.00766 | 1.5 | 13.34% | 53.8254
2 | 7 | 8 | 30 | 56.076 | 16.4396 | 0.039176 | -0.00278 | -0.0031436 | -0.01571 | 1.5 | 13.34% | 39.6364
2 | 7 | 9 | 30 | 29.095 | 10.8564 | 0.05057 | -0.00059 | -0.0044202 | -0.02209 | 1.5 | 13.34% | 18.2386
2 | 7 | 10 | 30 | 10.435 | 9.846 | 0.063864 | -0.00016 | -0.0055788 | -0.02788 | 1.5 | 13.34% | 0.58896
2 | 7 | 11 | 30 | 0 | 9.5637 | 0.074869 | 0 | -0.0065353 | -0.03266 | 1.5 | 13.34% | 9.5637
2 | 7 | 12 | 30 | 0 | 9.564 | 0.075578 | 0 | -0.0065973 | -0.03297 | 1.5 | 13.34% | 9.564
2 | 7 | 13 | 30 | 0 | 9.6603 | 0.074994 | -6.71e-05 | -0.0065453 | -0.03271 | 1.5 | 13.34% | 9.6603
2 | 7 | 14 | 30 | 11.524 | 10.6384 | 0.060818 | -0.00059 | -0.0053147 | -0.02656 | 1.5 | 13.34% | 0.88562
2 | 7 | 15 | 30 | 30.565 | 12.9232 | 0.047201 | -0.00154 | -0.004038 | -0.02018 | 1.5 | 13.34% | 17.6418
2 | 7 | 16 | 30 | 58.37 | 15.7814 | 0.033222 | -0.00196 | -0.0028354 | -0.01417 | 1.5 | 13.34% | 42.5886
2 | 7 | 17 | 30 | 70.212 | 14.2991 | 0.013841 | -0.0006 | -0.0012066 | -0.00603 | 1.5 | 13.34% | 55.9129
2 | 7 | 18 | 30 | 71.187 | 9.882 | 0.000356 | 0 | -3.2016e-05 | -0.00016 | 1.5 | 13.34% | 61.305
2 | 7 | 19 | 30 | 100 | 100 | 0 | 0 | 0 | 0 | 1.5 | 13.34% | 0
2 | 7 | 20 | 30 | 100 | 100 | 0 | 0 | 0 | 0 | 1.5 | 13.34% | 0
2 | 7 | 21 | 30 | 100 | 100 | 0 | 0 | 0 | 0 | 1.5 | 13.34% | 0
2 | 7 | 22 | 30 | 100 | 100 | 0 | 0 | 0 | 0 | 1.5 | 13.34% | 0
2 | 7 | 23 | 30 | 100 | 100 | 0 | 0 | 0 | 0 | 1.5 | 13.34% | 0
2 | 8 | 0 | 30 | 100 | 100 | 0 | 0 | 0 | 0 | 1.5 | 13.34% | 0
2 | 8 | 1 | 30 | 100 | 100 | 0 | 0 | 0 | 0 | 1.5 | 13.34% | 0
2 | 8 | 2 | 30 | 100 | 100 | 0 | 0 | 0 | 0 | 1.5 | 13.34% | 0
2 | 8 | 3 | 30 | 100 | 100 | 0 | 0 | 0 | 0 | 1.5 | 13.34% | 0
2 | 8 | 4 | 30 | 100 | 100 | 0 | 0 | 0 | 0 | 1.5 | 13.34% | 0
2 | 8 | 5 | 30 | 100 | 100 | 0 | 0 | 0 | 0 | 1.5 | 13.34% | 0
2 | 8 | 6 | 30 | 71.138 | 10.1447 | 0.001108 | 0 | -0.00010205 | -0.00051 | 1.5 | 13.34% | 60.9933
2 | 8 | 7 | 30 | 70.423 | 13.475 | 0.013204 | -0.00046 | -0.0011626 | -0.00581 | 1.5 | 13.34% | 56.948
2 | 8 | 8 | 30 | 56.643 | 18.0256 | 0.040839 | -0.00363 | -0.0031616 | -0.0158 | 1.5 | 13.34% | 38.6174
2 | 8 | 9 | 30 | 29.385 | 11.2799 | 0.049602 | -0.00089 | -0.0042281 | -0.02113 | 1.5 | 13.34% | 18.1051
2 | 8 | 10 | 30 | 10.537 | 9.7853 | 0.05555 | -0.00017 | -0.0047964 | -0.02397 | 1.5 | 13.34% | 0.75169
2 | 8 | 11 | 30 | 0 | 9.5622 | 0.075637 | 0 | -0.0066013 | -0.03299 | 1.5 | 13.34% | 9.5622
2 | 8 | 12 | 30 | 0 | 9.4278 | 0.066007 | 0 | -0.0056868 | -0.02842 | 1.5 | 13.34% | 9.4278
2 | 8 | 13 | 30 | 0 | 9.9862 | 0.034626 | -6.92e-06 | -0.0031376 | -0.01568 | 1.5 | 13.34% | 9.9862
2 | 8 | 14 | 30 | 11.58 | 10.1036 | 0.02514 | -1.08e-05 | -0.0022971 | -0.01148 | 1.5 | 13.34% | 1.4764
2 | 8 | 15 | 30 | 30.819 | 10.4557 | 0.022547 | -9.86e-05 | -0.002045 | -0.01022 | 1.5 | 13.34% | 20.3633
2 | 8 | 16 | 30 | 58.98 | 12.5112 | 0.021519 | -0.00054 | -0.001913 | -0.00956 | 1.5 | 13.34% | 46.4688
2 | 8 | 17 | 30 | 70.767 | 12.8639 | 0.011213 | -0.00032 | -0.0009945 | -0.00497 | 1.5 | 13.34% | 57.9031
2 | 8 | 18 | 30 | 71.551 | 10.039 | 0.000329 | 0 | -3.0015e-05 | -0.00015 | 1.5 | 13.34% | 61.512
2 | 8 | 19 | 30 | 100 | 100 | 0 | 0 | 0 | 0 | 1.5 | 13.34% | 0
2 | 8 | 20 | 30 | 100 | 100 | 0 | 0 | 0 | 0 | 1.5 | 13.34% | 0
2 | 8 | 21 | 30 | 100 | 100 | 0 | 0 | 0 | 0 | 1.5 | 13.34% | 0
2 | 8 | 22 | 30 | 100 | 100 | 0 | 0 | 0 | 0 | 1.5 | 13.34% | 0
2 | 8 | 23 | 30 | 100 | 100 | 0 | 0 | 0 | 0 | 1.5 | 13.34% | 0
2 | 9 | 0 | 30 | 100 | 100 | 0 | 0 | 0 | 0 | 1.5 | 13.34% | 0
2 | 9 | 1 | 30 | 100 | 100 | 0 | 0 | 0 | 0 | 1.5 | 13.34% | 0
2 | 9 | 2 | 30 | 100 | 100 | 0 | 0 | 0 | 0 | 1.5 | 13.34% | 0
2 | 9 | 3 | 30 | 100 | 100 | 0 | 0 | 0 | 0 | 1.5 | 13.34% | 0
2 | 9 | 4 | 30 | 100 | 100 | 0 | 0 | 0 | 0 | 1.5 | 13.34% | 0
2 | 9 | 5 | 30 | 100 | 100 | 0 | 0 | 0 | 0 | 1.5 | 13.34% | 0
2 | 9 | 6 | 30 | 72.078 | 10.0775 | 0.000459 | 0 | -4.2021e-05 | -0.00021 | 1.5 | 13.34% | 62.0005
2 | 9 | 7 | 30 | 71.103 | 13.7787 | 0.013688 | -0.00052 | -0.0012006 | -0.006 | 1.5 | 13.34% | 57.3243
2 | 9 | 8 | 30 | 57.163 | 11.0387 | 0.0188 | -0.0002 | -0.0016888 | -0.00844 | 1.5 | 13.34% | 46.1243
2 | 9 | 9 | 30 | 29.557 | 11.1469 | 0.045725 | -0.00072 | -0.003938 | -0.01968 | 1.5 | 13.34% | 18.4101
2 | 9 | 10 | 30 | 10.618 | 9.8543 | 0.065255 | -0.00017 | -0.0056988 | -0.02848 | 1.5 | 13.34% | 0.76369
2 | 9 | 11 | 30 | 0 | 9.5092 | 0.059499 | 0 | -0.0051666 | -0.02582 | 1.5 | 13.34% | 9.5092
2 | 9 | 12 | 30 | 0 | 9.5039 | 0.062227 | 0 | -0.0054007 | -0.02699 | 1.5 | 13.34% | 9.5039
2 | 9 | 13 | 30 | 0 | 9.818 | 0.046212 | -2.57e-05 | -0.0041081 | -0.02053 | 1.5 | 13.34% | 9.818
2 | 9 | 14 | 30 | 11.64 | 10.6125 | 0.047798 | -0.00044 | -0.0041881 | -0.02093 | 1.5 | 13.34% | 1.0275
2 | 9 | 15 | 30 | 31.023 | 11.0328 | 0.028546 | -0.00031 | -0.0025573 | -0.01278 | 1.5 | 13.34% | 19.9902
2 | 9 | 16 | 30 | 59.505 | 12.5974 | 0.021927 | -0.00057 | -0.001947 | -0.00973 | 1.5 | 13.34% | 46.9076
2 | 9 | 17 | 30 | 71.585 | 10.5359 | 0.006348 | -2.96e-05 | -0.00057829 | -0.00289 | 1.5 | 13.34% | 61.0491
2 | 9 | 18 | 30 | 72.008 | 10.2039 | 0.000389 | 0 | -3.6018e-05 | -0.00018 | 1.5 | 13.34% | 61.8041
2 | 9 | 19 | 30 | 100 | 100 | 0 | 0 | 0 | 0 | 1.5 | 13.34% | 0
2 | 9 | 20 | 30 | 100 | 100 | 0 | 0 | 0 | 0 | 1.5 | 13.34% | 0
2 | 9 | 21 | 30 | 100 | 100 | 0 | 0 | 0 | 0 | 1.5 | 13.34% | 0
2 | 9 | 22 | 30 | 100 | 100 | 0 | 0 | 0 | 0 | 1.5 | 13.34% | 0
2 | 9 | 23 | 30 | 100 | 100 | 0 | 0 | 0 | 0 | 1.5 | 13.34% | 0
2 | 10 | 0 | 30 | 100 | 100 | 0 | 0 | 0 | 0 | 1.5 | 13.34% | 0
2 | 10 | 1 | 30 | 100 | 100 | 0 | 0 | 0 | 0 | 1.5 | 13.34% | 0
2 | 10 | 2 | 30 | 100 | 100 | 0 | 0 | 0 | 0 | 1.5 | 13.34% | 0
2 | 10 | 3 | 30 | 100 | 100 | 0 | 0 | 0 | 0 | 1.5 | 13.34% | 0
2 | 10 | 4 | 30 | 100 | 100 | 0 | 0 | 0 | 0 | 1.5 | 13.34% | 0
2 | 10 | 5 | 30 | 100 | 100 | 0 | 0 | 0 | 0 | 1.5 | 13.34% | 0
2 | 10 | 6 | 30 | 72.595 | 9.8334 | 0.000447 | 0 | -4.002e-05 | -0.0002 | 1.5 | 13.34% | 62.7616
2 | 10 | 7 | 30 | 71.712 | 12.1602 | 0.010336 | -0.00022 | -0.00092446 | -0.00462 | 1.5 | 13.34% | 59.5518
2 | 10 | 8 | 30 | 57.739 | 12.6631 | 0.028986 | -0.00083 | -0.0025213 | -0.0126 | 1.5 | 13.34% | 45.0759
2 | 10 | 9 | 30 | 29.814 | 14.436 | 0.067965 | -0.00446 | -0.0046763 | -0.02337 | 1.5 | 13.34% | 15.378
2 | 10 | 10 | 30 | 10.747 | 9.8114 | 0.054631 | -0.00017 | -0.0047264 | -0.02362 | 1.5 | 13.34% | 0.93556
2 | 10 | 11 | 30 | 0 | 10.0778 | 0.027124 | 0 | -0.0024832 | -0.01241 | 1.5 | 13.34% | 10.0778
2 | 10 | 12 | 30 | 0 | 9.6074 | 0.056661 | 0 | -0.0049665 | -0.02482 | 1.5 | 13.34% | 9.6074
2 | 10 | 13 | 30 | 0 | 8.7934 | 0.086778 | -0.00024 | -0.0067934 | -0.03395 | 1.5 | 13.34% | 8.7934
2 | 10 | 14 | 30 | 11.737 | 12.3861 | 0.079505 | -0.0032 | -0.005915 | -0.02956 | 1.5 | 13.34% | 0.64913
2 | 10 | 15 | 30 | 31.203 | 46.8919 | 0.14049 | -0.06435 | -0.0010405 | -0.0052 | 1.5 | 13.34% | 15.6889
2 | 10 | 16 | 30 | 60.086 | 71.5716 | 0.07965 | -0.05425 | -0.0016068 | -0.00803 | 1.5 | 13.34% | 11.4856
2 | 10 | 17 | 30 | 72.32 | 79.1848 | 0.051893 | -0.03965 | -0.0008044 | -0.00402 | 1.5 | 13.34% | 6.8648
2 | 10 | 18 | 30 | 73.116 | 10.0701 | 0.005118 | 0 | -0.00046823 | -0.00234 | 1.5 | 13.34% | 63.0459
2 | 10 | 19 | 30 | 100 | 100 | 0 | 0 | 0 | 0 | 1.5 | 13.34% | 0
2 | 10 | 20 | 30 | 100 | 100 | 0 | 0 | 0 | 0 | 1.5 | 13.34% | 0
2 | 10 | 21 | 30 | 100 | 100 | 0 | 0 | 0 | 0 | 1.5 | 13.34% | 0
2 | 10 | 22 | 30 | 100 | 100 | 0 | 0 | 0 | 0 | 1.5 | 13.34% | 0
2 | 10 | 23 | 30 | 100 | 100 | 0 | 0 | 0 | 0 | 1.5 | 13.34% | 0
2 | 11 | 0 | 30 | 100 | 100 | 0 | 0 | 0 | 0 | 1.5 | 13.34% | 0
2 | 11 | 1 | 30 | 100 | 100 | 0 | 0 | 0 | 0 | 1.5 | 13.34% | 0
2 | 11 | 2 | 30 | 100 | 100 | 0 | 0 | 0 | 0 | 1.5 | 13.34% | 0
2 | 11 | 3 | 30 | 100 | 100 | 0 | 0 | 0 | 0 | 1.5 | 13.34% | 0
2 | 11 | 4 | 30 | 100 | 100 | 0 | 0 | 0 | 0 | 1.5 | 13.34% | 0
2 | 11 | 5 | 30 | 100 | 100 | 0 | 0 | 0 | 0 | 1.5 | 13.34% | 0
2 | 11 | 6 | 30 | 73.398 | 10.0914 | 0.001026 | 0 | -9.4047e-05 | -0.00047 | 1.5 | 13.34% | 63.3066
2 | 11 | 7 | 30 | 72.421 | 57.0928 | 0.031798 | -0.01613 | -0.0012886 | -0.00644 | 1.5 | 13.34% | 15.3282
2 | 11 | 8 | 30 | 58.257 | 40.0769 | 0.06767 | -0.02365 | -0.0024772 | -0.01238 | 1.5 | 13.34% | 18.1801
2 | 11 | 9 | 30 | 30.025 | 21.13 | 0.10526 | -0.01823 | -0.0033117 | -0.01655 | 1.5 | 13.34% | 8.895
2 | 11 | 10 | 30 | 10.804 | 7.3073 | 0.1242 | -0.00415 | -0.0045903 | -0.02294 | 1.5 | 13.34% | 3.4967
2 | 11 | 11 | 30 | 0 | 4.4365 | 0.13222 | 0 | -0.0056168 | -0.02807 | 1.5 | 13.34% | 4.4365
2 | 11 | 12 | 30 | 0 | 4.4132 | 0.13772 | 0 | -0.0058209 | -0.02909 | 1.5 | 13.34% | 4.4132
2 | 11 | 13 | 30 | 0 | 5.9249 | 0.12532 | -0.0012 | -0.0058769 | -0.02937 | 1.5 | 13.34% | 5.9249
2 | 11 | 14 | 30 | 11.854 | 15.7796 | 0.10862 | -0.0111 | -0.0052166 | -0.02607 | 1.5 | 13.34% | 3.9256
2 | 11 | 15 | 30 | 31.526 | 31.2948 | 0.088147 | -0.02231 | -0.004018 | -0.02008 | 1.5 | 13.34% | 0.23119
2 | 11 | 16 | 30 | 60.712 | 48.9355 | 0.057538 | -0.02402 | -0.0027774 | -0.01388 | 1.5 | 13.34% | 11.7765
2 | 11 | 17 | 30 | 72.85 | 39.6192 | 0.02387 | -0.00744 | -0.0014447 | -0.00722 | 1.5 | 13.34% | 33.2308
2 | 11 | 18 | 30 | 73.476 | 10.1246 | 0.00037 | 0 | -3.4017e-05 | -0.00017 | 1.5 | 13.34% | 63.3514
2 | 11 | 19 | 30 | 100 | 100 | 0 | 0 | 0 | 0 | 1.5 | 13.34% | 0
2 | 11 | 20 | 30 | 100 | 100 | 0 | 0 | 0 | 0 | 1.5 | 13.34% | 0
2 | 11 | 21 | 30 | 100 | 100 | 0 | 0 | 0 | 0 | 1.5 | 13.34% | 0
2 | 11 | 22 | 30 | 100 | 100 | 0 | 0 | 0 | 0 | 1.5 | 13.34% | 0
2 | 11 | 23 | 30 | 100 | 100 | 0 | 0 | 0 | 0 | 1.5 | 13.34% | 0
2 | 12 | 0 | 30 | 100 | 100 | 0 | 0 | 0 | 0 | 1.5 | 13.34% | 0
2 | 12 | 1 | 30 | 100 | 100 | 0 | 0 | 0 | 0 | 1.5 | 13.34% | 0
2 | 12 | 2 | 30 | 100 | 100 | 0 | 0 | 0 | 0 | 1.5 | 13.34% | 0
2 | 12 | 3 | 30 | 100 | 100 | 0 | 0 | 0 | 0 | 1.5 | 13.34% | 0
2 | 12 | 4 | 30 | 100 | 100 | 0 | 0 | 0 | 0 | 1.5 | 13.34% | 0
2 | 12 | 5 | 30 | 100 | 100 | 0 | 0 | 0 | 0 | 1.5 | 13.34% | 0
2 | 12 | 6 | 30 | 74.011 | 10.0055 | 0.001408 | 0 | -0.00012806 | -0.00064 | 1.5 | 13.34% | 64.0055
2 | 12 | 7 | 30 | 73.073 | 87.6527 | 0.048563 | -0.04218 | -0.0002061 | -0.00103 | 1.5 | 13.34% | 14.5797
2 | 12 | 8 | 30 | 58.885 | 52.7543 | 0.10958 | -0.05591 | -0.0012426 | -0.00621 | 1.5 | 13.34% | 6.1307
2 | 12 | 9 | 30 | 30.244 | 24.8624 | 0.16435 | -0.03893 | -0.0015468 | -0.00773 | 1.5 | 13.34% | 5.3816
2 | 12 | 10 | 30 | 10.937 | 5.9575 | 0.20567 | -0.01051 | -0.0016448 | -0.00822 | 1.5 | 13.34% | 4.9795
2 | 12 | 11 | 30 | 0 | 0.72339 | 0.23153 | 0 | -0.0016628 | -0.00831 | 1.5 | 13.34% | 0.72339
2 | 12 | 12 | 30 | 0 | 0.6938 | 0.23872 | 0 | -0.0016448 | -0.00822 | 1.5 | 13.34% | 0.6938
2 | 12 | 13 | 30 | 0 | 2.5411 | 0.2285 | -0.00413 | -0.0016348 | -0.00817 | 1.5 | 13.34% | 2.5411
2 | 12 | 14 | 30 | 11.953 | 20.5888 | 0.20067 | -0.03939 | -0.0015968 | -0.00798 | 1.5 | 13.34% | 8.6358
2 | 12 | 15 | 30 | 31.774 | 46.6477 | 0.15729 | -0.07123 | -0.0014607 | -0.0073 | 1.5 | 13.34% | 14.8737
2 | 12 | 16 | 30 | 61.481 | 79.5898 | 0.1021 | -0.07922 | -0.0011366 | -0.00568 | 1.5 | 13.34% | 18.1088
2 | 12 | 17 | 30 | 73.504 | 84.5098 | 0.042365 | -0.03509 | -0.00038619 | -0.00193 | 1.5 | 13.34% | 11.0058
2 | 12 | 18 | 30 | 74.296 | 10.286 | 0.000472 | 0 | -4.4022e-05 | -0.00022 | 1.5 | 13.34% | 64.01
2 | 12 | 19 | 30 | 100 | 100 | 0 | 0 | 0 | 0 | 1.5 | 13.34% | 0
2 | 12 | 20 | 30 | 100 | 100 | 0 | 0 | 0 | 0 | 1.5 | 13.34% | 0
2 | 12 | 21 | 30 | 100 | 100 | 0 | 0 | 0 | 0 | 1.5 | 13.34% | 0
2 | 12 | 22 | 30 | 100 | 100 | 0 | 0 | 0 | 0 | 1.5 | 13.34% | 0
2 | 12 | 23 | 30 | 100 | 100 | 0 | 0 | 0 | 0 | 1.5 | 13.34% | 0
2 | 13 | 0 | 30 | 100 | 100 | 0 | 0 | 0 | 0 | 1.5 | 13.34% | 0
2 | 13 | 1 | 30 | 100 | 100 | 0 | 0 | 0 | 0 | 1.5 | 13.34% | 0
2 | 13 | 2 | 30 | 100 | 100 | 0 | 0 | 0 | 0 | 1.5 | 13.34% | 0
2 | 13 | 3 | 30 | 100 | 100 | 0 | 0 | 0 | 0 | 1.5 | 13.34% | 0
2 | 13 | 4 | 30 | 100 | 100 | 0 | 0 | 0 | 0 | 1.5 | 13.34% | 0
2 | 13 | 5 | 30 | 100 | 100 | 0 | 0 | 0 | 0 | 1.5 | 13.34% | 0
2 | 13 | 6 | 30 | 74.51 | 10.286 | 0.000472 | 0 | -4.4022e-05 | -0.00022 | 1.5 | 13.34% | 64.224
2 | 13 | 7 | 30 | 73.751 | 34.1874 | 0.023618 | -0.00598 | -0.0015608 | -0.0078 | 1.5 | 13.34% | 39.5636
2 | 13 | 8 | 30 | 59.447 | 32.9171 | 0.057315 | -0.01497 | -0.0029315 | -0.01465 | 1.5 | 13.34% | 26.5299
2 | 13 | 9 | 30 | 30.497 | 19.2742 | 0.089682 | -0.0124 | -0.004096 | -0.02047 | 1.5 | 13.34% | 11.2228
2 | 13 | 10 | 30 | 10.976 | 8.4142 | 0.096938 | -0.00195 | -0.0057249 | -0.02861 | 1.5 | 13.34% | 2.5618
2 | 13 | 11 | 30 | 0 | 7.1657 | 0.10058 | 0 | -0.0067254 | -0.03361 | 1.5 | 13.34% | 7.1657
2 | 13 | 12 | 30 | 0 | 7.9325 | 0.096735 | 0 | -0.0071096 | -0.03553 | 1.5 | 13.34% | 7.9325
2 | 13 | 13 | 30 | 0 | 7.7588 | 0.099949 | -0.00054 | -0.0066953 | -0.03346 | 1.5 | 13.34% | 7.7588
2 | 13 | 14 | 30 | 12.035 | 15.1932 | 0.10226 | -0.00923 | -0.0054747 | -0.02736 | 1.5 | 13.34% | 3.1582
2 | 13 | 15 | 30 | 32.037 | 29.6024 | 0.084528 | -0.01961 | -0.0041761 | -0.02087 | 1.5 | 13.34% | 2.4346
2 | 13 | 16 | 30 | 62.023 | 50.0656 | 0.058509 | -0.02517 | -0.0027474 | -0.01373 | 1.5 | 13.34% | 11.9574
2 | 13 | 17 | 30 | 74.239 | 42.0621 | 0.024677 | -0.00835 | -0.0014287 | -0.00714 | 1.5 | 13.34% | 32.1769
2 | 13 | 18 | 30 | 75.015 | 10.3318 | 0.000406 | 0 | -3.8019e-05 | -0.00019 | 1.5 | 13.34% | 64.6832
2 | 13 | 19 | 30 | 100 | 100 | 0 | 0 | 0 | 0 | 1.5 | 13.34% | 0
2 | 13 | 20 | 30 | 100 | 100 | 0 | 0 | 0 | 0 | 1.5 | 13.34% | 0
2 | 13 | 21 | 30 | 100 | 100 | 0 | 0 | 0 | 0 | 1.5 | 13.34% | 0
2 | 13 | 22 | 30 | 100 | 100 | 0 | 0 | 0 | 0 | 1.5 | 13.34% | 0
2 | 13 | 23 | 30 | 100 | 100 | 0 | 0 | 0 | 0 | 1.5 | 13.34% | 0
2 | 14 | 0 | 30 | 100 | 100 | 0 | 0 | 0 | 0 | 1.5 | 13.34% | 0
2 | 14 | 1 | 30 | 100 | 100 | 0 | 0 | 0 | 0 | 1.5 | 13.34% | 0
2 | 14 | 2 | 30 | 100 | 100 | 0 | 0 | 0 | 0 | 1.5 | 13.34% | 0
2 | 14 | 3 | 30 | 100 | 100 | 0 | 0 | 0 | 0 | 1.5 | 13.34% | 0
2 | 14 | 4 | 30 | 100 | 100 | 0 | 0 | 0 | 0 | 1.5 | 13.34% | 0
2 | 14 | 5 | 30 | 100 | 100 | 0 | 0 | 0 | 0 | 1.5 | 13.34% | 0
2 | 14 | 6 | 30 | 75.338 | 10.1285 | 0.001523 | 0 | -0.00014007 | -0.0007 | 1.5 | 13.34% | 65.2095
2 | 14 | 7 | 30 | 74.398 | 78.8765 | 0.052415 | -0.03994 | -0.00078439 | -0.00392 | 1.5 | 13.34% | 4.4785
2 | 14 | 8 | 30 | 59.904 | 53.1788 | 0.11862 | -0.06088 | -0.0014367 | -0.00718 | 1.5 | 13.34% | 6.7252
2 | 14 | 9 | 30 | 30.729 | 25.8174 | 0.17873 | -0.04387 | -0.0018069 | -0.00903 | 1.5 | 13.34% | 4.9116
2 | 14 | 10 | 30 | 11.089 | 6.0543 | 0.22182 | -0.01142 | -0.0018949 | -0.00947 | 1.5 | 13.34% | 5.0347
2 | 14 | 11 | 30 | 0 | 3.6275 | 0.14405 | 0 | -0.0050425 | -0.0252 | 1.5 | 13.34% | 3.6275
2 | 14 | 12 | 30 | 0 | 3.7617 | 0.14759 | 0 | -0.0053507 | -0.02674 | 1.5 | 13.34% | 3.7617
2 | 14 | 13 | 30 | 0 | 5.1604 | 0.13876 | -0.00162 | -0.0052686 | -0.02633 | 1.5 | 13.34% | 5.1604
2 | 14 | 14 | 30 | 12.172 | 17.6491 | 0.12719 | -0.01733 | -0.0043502 | -0.02174 | 1.5 | 13.34% | 5.4771
2 | 14 | 15 | 30 | 32.24 | 36.4191 | 0.10105 | -0.03215 | -0.0034097 | -0.01704 | 1.5 | 13.34% | 4.1791
2 | 14 | 16 | 30 | 62.55 | 59.1045 | 0.066127 | -0.03527 | -0.0023972 | -0.01198 | 1.5 | 13.34% | 3.4455
2 | 14 | 17 | 30 | 74.859 | 54.5965 | 0.028832 | -0.01378 | -0.0012686 | -0.00634 | 1.5 | 13.34% | 20.2625
2 | 14 | 18 | 30 | 75.482 | 9.8775 | 0.000601 | 0 | -5.4027e-05 | -0.00027 | 1.5 | 13.34% | 65.6045
2 | 14 | 19 | 30 | 100 | 100 | 0 | 0 | 0 | 0 | 1.5 | 13.34% | 0
2 | 14 | 20 | 30 | 100 | 100 | 0 | 0 | 0 | 0 | 1.5 | 13.34% | 0
2 | 14 | 21 | 30 | 100 | 100 | 0 | 0 | 0 | 0 | 1.5 | 13.34% | 0
2 | 14 | 22 | 30 | 100 | 100 | 0 | 0 | 0 | 0 | 1.5 | 13.34% | 0
2 | 14 | 23 | 30 | 100 | 100 | 0 | 0 | 0 | 0 | 1.5 | 13.34% | 0
2 | 15 | 0 | 30 | 100 | 100 | 0 | 0 | 0 | 0 | 1.5 | 13.34% | 0
2 | 15 | 1 | 30 | 100 | 100 | 0 | 0 | 0 | 0 | 1.5 | 13.34% | 0
2 | 15 | 2 | 30 | 100 | 100 | 0 | 0 | 0 | 0 | 1.5 | 13.34% | 0
2 | 15 | 3 | 30 | 100 | 100 | 0 | 0 | 0 | 0 | 1.5 | 13.34% | 0
2 | 15 | 4 | 30 | 100 | 100 | 0 | 0 | 0 | 0 | 1.5 | 13.34% | 0
2 | 15 | 5 | 30 | 100 | 100 | 0 | 0 | 0 | 0 | 1.5 | 13.34% | 0
2 | 15 | 6 | 30 | 75.898 | 9.964 | 0.000795 | 0 | -7.2036e-05 | -0.00036 | 1.5 | 13.34% | 65.934
2 | 15 | 7 | 30 | 75.233 | 14.0586 | 0.014473 | -0.00059 | -0.0012666 | -0.00633 | 1.5 | 13.34% | 61.1744
2 | 15 | 8 | 30 | 60.481 | 12.3505 | 0.026795 | -0.00067 | -0.0023492 | -0.01174 | 1.5 | 13.34% | 48.1305
2 | 15 | 9 | 30 | 30.94 | 10.616 | 0.032337 | -0.00025 | -0.0028774 | -0.01438 | 1.5 | 13.34% | 20.324
2 | 15 | 10 | 30 | 11.131 | 9.9806 | 0.036247 | -4.15e-05 | -0.0032516 | -0.01625 | 1.5 | 13.34% | 1.1504
2 | 15 | 11 | 30 | 0 | 9.6667 | 0.051758 | 0 | -0.0045623 | -0.0228 | 1.5 | 13.34% | 9.6667
2 | 15 | 12 | 30 | 0 | 9.7522 | 0.048867 | 0 | -0.0043422 | -0.0217 | 1.5 | 13.34% | 9.7522
2 | 15 | 13 | 30 | 0 | 9.8269 | 0.047485 | -3.59e-05 | -0.0042161 | -0.02107 | 1.5 | 13.34% | 9.8269
2 | 15 | 14 | 30 | 12.282 | 10.6238 | 0.048325 | -0.00045 | -0.0042341 | -0.02116 | 1.5 | 13.34% | 1.6582
2 | 15 | 15 | 30 | 32.552 | 11.4373 | 0.032505 | -0.0005 | -0.0028874 | -0.01443 | 1.5 | 13.34% | 21.1147
2 | 15 | 16 | 30 | 63.275 | 13.3733 | 0.025016 | -0.00085 | -0.0022011 | -0.011 | 1.5 | 13.34% | 49.9017
2 | 15 | 17 | 30 | 75.558 | 10.7921 | 0.006951 | -4.96e-05 | -0.00063232 | -0.00316 | 1.5 | 13.34% | 64.7659
2 | 15 | 18 | 30 | 76.33 | 10.2039 | 0.000389 | 0 | -3.6018e-05 | -0.00018 | 1.5 | 13.34% | 66.1261
2 | 15 | 19 | 30 | 100 | 100 | 0 | 0 | 0 | 0 | 1.5 | 13.34% | 0
2 | 15 | 20 | 30 | 100 | 100 | 0 | 0 | 0 | 0 | 1.5 | 13.34% | 0
2 | 15 | 21 | 30 | 100 | 100 | 0 | 0 | 0 | 0 | 1.5 | 13.34% | 0
2 | 15 | 22 | 30 | 100 | 100 | 0 | 0 | 0 | 0 | 1.5 | 13.34% | 0
2 | 15 | 23 | 30 | 100 | 100 | 0 | 0 | 0 | 0 | 1.5 | 13.34% | 0
2 | 16 | 0 | 30 | 100 | 100 | 0 | 0 | 0 | 0 | 1.5 | 13.34% | 0
2 | 16 | 1 | 30 | 100 | 100 | 0 | 0 | 0 | 0 | 1.5 | 13.34% | 0
2 | 16 | 2 | 30 | 100 | 100 | 0 | 0 | 0 | 0 | 1.5 | 13.34% | 0
2 | 16 | 3 | 30 | 100 | 100 | 0 | 0 | 0 | 0 | 1.5 | 13.34% | 0
2 | 16 | 4 | 30 | 100 | 100 | 0 | 0 | 0 | 0 | 1.5 | 13.34% | 0
2 | 16 | 5 | 30 | 100 | 100 | 0 | 0 | 0 | 0 | 1.5 | 13.34% | 0
2 | 16 | 6 | 30 | 76.575 | 10.1998 | 0.000454 | 0 | -4.2021e-05 | -0.00021 | 1.5 | 13.34% | 66.3752
2 | 16 | 7 | 30 | 75.926 | 14.9736 | 0.016339 | -0.00082 | -0.0014147 | -0.00707 | 1.5 | 13.34% | 60.9524
2 | 16 | 8 | 30 | 61.035 | 13.5195 | 0.033555 | -0.00127 | -0.0028774 | -0.01438 | 1.5 | 13.34% | 47.5155
2 | 16 | 9 | 30 | 31.098 | 10.9261 | 0.052196 | -0.00064 | -0.0045643 | -0.02281 | 1.5 | 13.34% | 20.1719
2 | 16 | 10 | 30 | 11.193 | 9.7082 | 0.070985 | -0.00031 | -0.005999 | -0.02998 | 1.5 | 13.34% | 1.4848
2 | 16 | 11 | 30 | 0 | 9.5723 | 0.072403 | 0 | -0.0063252 | -0.03161 | 1.5 | 13.34% | 9.5723
2 | 16 | 12 | 30 | 0 | 9.5699 | 0.075581 | 0 | -0.0066013 | -0.03299 | 1.5 | 13.34% | 9.5699
2 | 16 | 13 | 30 | 0 | 9.6929 | 0.076502 | -8.85e-05 | -0.0066793 | -0.03338 | 1.5 | 13.34% | 9.6929
2 | 16 | 14 | 30 | 12.401 | 11.3697 | 0.072188 | -0.00158 | -0.005951 | -0.02974 | 1.5 | 13.34% | 1.0313
2 | 16 | 15 | 30 | 32.772 | 16.1319 | 0.058659 | -0.00406 | -0.0046523 | -0.02325 | 1.5 | 13.34% | 16.6401
2 | 16 | 16 | 30 | 63.892 | 19.4108 | 0.037724 | -0.00365 | -0.0030755 | -0.01537 | 1.5 | 13.34% | 44.4812
2 | 16 | 17 | 30 | 76.251 | 15.5086 | 0.01633 | -0.00091 | -0.0014047 | -0.00702 | 1.5 | 13.34% | 60.7424
2 | 16 | 18 | 30 | 77.065 | 10.1179 | 0.000392 | 0 | -3.6018e-05 | -0.00018 | 1.5 | 13.34% | 66.9471
2 | 16 | 19 | 30 | 100 | 100 | 0 | 0 | 0 | 0 | 1.5 | 13.34% | 0
2 | 16 | 20 | 30 | 100 | 100 | 0 | 0 | 0 | 0 | 1.5 | 13.34% | 0
2 | 16 | 21 | 30 | 100 | 100 | 0 | 0 | 0 | 0 | 1.5 | 13.34% | 0
2 | 16 | 22 | 30 | 100 | 100 | 0 | 0 | 0 | 0 | 1.5 | 13.34% | 0
2 | 16 | 23 | 30 | 100 | 100 | 0 | 0 | 0 | 0 | 1.5 | 13.34% | 0
2 | 17 | 0 | 30 | 100 | 100 | 0 | 0 | 0 | 0 | 1.5 | 13.34% | 0
2 | 17 | 1 | 30 | 100 | 100 | 0 | 0 | 0 | 0 | 1.5 | 13.34% | 0
2 | 17 | 2 | 30 | 100 | 100 | 0 | 0 | 0 | 0 | 1.5 | 13.34% | 0
2 | 17 | 3 | 30 | 100 | 100 | 0 | 0 | 0 | 0 | 1.5 | 13.34% | 0
2 | 17 | 4 | 30 | 100 | 100 | 0 | 0 | 0 | 0 | 1.5 | 13.34% | 0
2 | 17 | 5 | 30 | 100 | 100 | 0 | 0 | 0 | 0 | 1.5 | 13.34% | 0
2 | 17 | 6 | 30 | 76.941 | 10.0973 | 0.00048 | 0 | -4.4022e-05 | -0.00022 | 1.5 | 13.34% | 66.8437
2 | 17 | 7 | 30 | 76.603 | 13.236 | 0.012948 | -0.00042 | -0.0011426 | -0.00571 | 1.5 | 13.34% | 63.367
2 | 17 | 8 | 30 | 61.676 | 17.4953 | 0.040283 | -0.0033 | -0.0031896 | -0.01594 | 1.5 | 13.34% | 44.1807
2 | 17 | 9 | 30 | 31.328 | 13.4387 | 0.062886 | -0.00306 | -0.0047524 | -0.02375 | 1.5 | 13.34% | 17.8893
2 | 17 | 10 | 30 | 11.305 | 9.8559 | 0.065714 | -0.00017 | -0.0057409 | -0.02869 | 1.5 | 13.34% | 1.4491
2 | 17 | 11 | 30 | 0 | 9.3655 | 0.067857 | 0 | -0.0058109 | -0.02904 | 1.5 | 13.34% | 9.3655
2 | 17 | 12 | 30 | 0 | 9.5746 | 0.072387 | 0 | -0.0063252 | -0.03161 | 1.5 | 13.34% | 9.5746
2 | 17 | 13 | 30 | 0 | 7.7232 | 0.10305 | -0.00077 | -0.0066733 | -0.03335 | 1.5 | 13.34% | 7.7232
2 | 17 | 14 | 30 | 12.496 | 10.2121 | 0.029914 | -6.44e-05 | -0.0027134 | -0.01356 | 1.5 | 13.34% | 2.2839
2 | 17 | 15 | 30 | 33.088 | 13.1954 | 0.048969 | -0.00173 | -0.0041801 | -0.02089 | 1.5 | 13.34% | 19.8926
2 | 17 | 16 | 30 | 64.56 | 27.6878 | 0.042746 | -0.00787 | -0.0031056 | -0.01552 | 1.5 | 13.34% | 36.8722
2 | 17 | 17 | 30 | 76.977 | 10.0799 | 0.003999 | 0 | -0.00036618 | -0.00183 | 1.5 | 13.34% | 66.8971
2 | 17 | 18 | 30 | 77.905 | 10.1389 | 0.000413 | 0 | -3.8019e-05 | -0.00019 | 1.5 | 13.34% | 67.7661
2 | 17 | 19 | 30 | 100 | 100 | 0 | 0 | 0 | 0 | 1.5 | 13.34% | 0
2 | 17 | 20 | 30 | 100 | 100 | 0 | 0 | 0 | 0 | 1.5 | 13.34% | 0
2 | 17 | 21 | 30 | 100 | 100 | 0 | 0 | 0 | 0 | 1.5 | 13.34% | 0
2 | 17 | 22 | 30 | 100 | 100 | 0 | 0 | 0 | 0 | 1.5 | 13.34% | 0
2 | 17 | 23 | 30 | 100 | 100 | 0 | 0 | 0 | 0 | 1.5 | 13.34% | 0
2 | 18 | 0 | 30 | 100 | 100 | 0 | 0 | 0 | 0 | 1.5 | 13.34% | 0
2 | 18 | 1 | 30 | 100 | 100 | 0 | 0 | 0 | 0 | 1.5 | 13.34% | 0
2 | 18 | 2 | 30 | 100 | 100 | 0 | 0 | 0 | 0 | 1.5 | 13.34% | 0
2 | 18 | 3 | 30 | 100 | 100 | 0 | 0 | 0 | 0 | 1.5 | 13.34% | 0
2 | 18 | 4 | 30 | 100 | 100 | 0 | 0 | 0 | 0 | 1.5 | 13.34% | 0
2 | 18 | 5 | 30 | 100 | 100 | 0 | 0 | 0 | 0 | 1.5 | 13.34% | 0
2 | 18 | 6 | 30 | 78.017 | 10.0414 | 0.000614 | 0 | -5.6028e-05 | -0.00028 | 1.5 | 13.34% | 67.9756
2 | 18 | 7 | 30 | 77.313 | 41.5634 | 0.026132 | -0.0087 | -0.0015268 | -0.00763 | 1.5 | 13.34% | 35.7496
2 | 18 | 8 | 30 | 62.209 | 36.6008 | 0.061254 | -0.01859 | -0.0028034 | -0.01401 | 1.5 | 13.34% | 25.6082
2 | 18 | 9 | 30 | 31.548 | 20.6227 | 0.096558 | -0.01531 | -0.0038159 | -0.01907 | 1.5 | 13.34% | 10.9253
2 | 18 | 10 | 30 | 11.35 | 7.0802 | 0.13517 | -0.00524 | -0.004044 | -0.02021 | 1.5 | 13.34% | 4.2698
2 | 18 | 11 | 30 | 0 | 3.2018 | 0.15105 | 0 | -0.0046863 | -0.02342 | 1.5 | 13.34% | 3.2018
2 | 18 | 12 | 30 | 0 | 6.4845 | 0.11274 | 0 | -0.0068654 | -0.03431 | 1.5 | 13.34% | 6.4845
2 | 18 | 13 | 30 | 0 | 6.1826 | 0.12688 | -0.0016 | -0.0058809 | -0.02939 | 1.5 | 13.34% | 6.1826
2 | 18 | 14 | 30 | 12.569 | 17.9104 | 0.12267 | -0.01653 | -0.0046143 | -0.02306 | 1.5 | 13.34% | 5.3414
2 | 18 | 15 | 30 | 33.42 | 41.4145 | 0.11103 | -0.04197 | -0.0028374 | -0.01418 | 1.5 | 13.34% | 7.9945
2 | 18 | 16 | 30 | 65.492 | 57.3434 | 0.064045 | -0.03279 | -0.0025013 | -0.0125 | 1.5 | 13.34% | 8.1486
2 | 18 | 17 | 30 | 77.632 | 50.7867 | 0.027258 | -0.01184 | -0.0013287 | -0.00664 | 1.5 | 13.34% | 26.8453
2 | 18 | 18 | 30 | 77.98 | 10.2039 | 0.000389 | 0 | -3.6018e-05 | -0.00018 | 1.5 | 13.34% | 67.7761
2 | 18 | 19 | 30 | 100 | 100 | 0 | 0 | 0 | 0 | 1.5 | 13.34% | 0
2 | 18 | 20 | 30 | 100 | 100 | 0 | 0 | 0 | 0 | 1.5 | 13.34% | 0
2 | 18 | 21 | 30 | 100 | 100 | 0 | 0 | 0 | 0 | 1.5 | 13.34% | 0
2 | 18 | 22 | 30 | 100 | 100 | 0 | 0 | 0 | 0 | 1.5 | 13.34% | 0
2 | 18 | 23 | 30 | 100 | 100 | 0 | 0 | 0 | 0 | 1.5 | 13.34% | 0
2 | 19 | 0 | 30 | 100 | 100 | 0 | 0 | 0 | 0 | 1.5 | 13.34% | 0
2 | 19 | 1 | 30 | 100 | 100 | 0 | 0 | 0 | 0 | 1.5 | 13.34% | 0
2 | 19 | 2 | 30 | 100 | 100 | 0 | 0 | 0 | 0 | 1.5 | 13.34% | 0
2 | 19 | 3 | 30 | 100 | 100 | 0 | 0 | 0 | 0 | 1.5 | 13.34% | 0
2 | 19 | 4 | 30 | 100 | 100 | 0 | 0 | 0 | 0 | 1.5 | 13.34% | 0
2 | 19 | 5 | 30 | 100 | 100 | 0 | 0 | 0 | 0 | 1.5 | 13.34% | 0
2 | 19 | 6 | 30 | 79.118 | 10.0811 | 0.000874 | 0 | -8.004e-05 | -0.0004 | 1.5 | 13.34% | 69.0369
2 | 19 | 7 | 30 | 77.972 | 71.1935 | 0.036724 | -0.02447 | -0.00097849 | -0.00489 | 1.5 | 13.34% | 6.7785
2 | 19 | 8 | 30 | 62.913 | 51.3476 | 0.082794 | -0.04009 | -0.0016008 | -0.008 | 1.5 | 13.34% | 11.5654
2 | 19 | 9 | 30 | 31.738 | 23.8871 | 0.11771 | -0.02488 | -0.0026133 | -0.01306 | 1.5 | 13.34% | 7.8509
2 | 19 | 10 | 30 | 11.399 | 6.8544 | 0.14777 | -0.00662 | -0.0032836 | -0.01641 | 1.5 | 13.34% | 4.5446
2 | 19 | 11 | 30 | 0 | 2.2093 | 0.1683 | 0 | -0.0036378 | -0.01818 | 1.5 | 13.34% | 2.2093
2 | 19 | 12 | 30 | 0 | 2.7623 | 0.16444 | 0 | -0.0044202 | -0.02209 | 1.5 | 13.34% | 2.7623
2 | 19 | 13 | 30 | 0 | 4.744 | 0.15538 | -0.0028 | -0.0043642 | -0.02181 | 1.5 | 13.34% | 4.744
2 | 19 | 14 | 30 | 12.749 | 20.1248 | 0.1453 | -0.02528 | -0.0032976 | -0.01648 | 1.5 | 13.34% | 7.3758
2 | 19 | 15 | 30 | 33.705 | 44.8222 | 0.12176 | -0.05144 | -0.0021651 | -0.01082 | 1.5 | 13.34% | 11.1172
2 | 19 | 16 | 30 | 66.169 | 76.3171 | 0.082193 | -0.06024 | -0.0014107 | -0.00705 | 1.5 | 13.34% | 10.1481
2 | 19 | 17 | 30 | 78.461 | 75.8591 | 0.036029 | -0.02598 | -0.00076838 | -0.00384 | 1.5 | 13.34% | 2.6019
2 | 19 | 18 | 30 | 78.971 | 9.9783 | 0.001213 | 0 | -0.00011005 | -0.00055 | 1.5 | 13.34% | 68.9927
2 | 19 | 19 | 30 | 100 | 100 | 0 | 0 | 0 | 0 | 1.5 | 13.34% | 0
2 | 19 | 20 | 30 | 100 | 100 | 0 | 0 | 0 | 0 | 1.5 | 13.34% | 0
2 | 19 | 21 | 30 | 100 | 100 | 0 | 0 | 0 | 0 | 1.5 | 13.34% | 0
2 | 19 | 22 | 30 | 100 | 100 | 0 | 0 | 0 | 0 | 1.5 | 13.34% | 0
2 | 19 | 23 | 30 | 100 | 100 | 0 | 0 | 0 | 0 | 1.5 | 13.34% | 0
2 | 20 | 0 | 30 | 100 | 100 | 0 | 0 | 0 | 0 | 1.5 | 13.34% | 0
2 | 20 | 1 | 30 | 100 | 100 | 0 | 0 | 0 | 0 | 1.5 | 13.34% | 0
2 | 20 | 2 | 30 | 100 | 100 | 0 | 0 | 0 | 0 | 1.5 | 13.34% | 0
2 | 20 | 3 | 30 | 100 | 100 | 0 | 0 | 0 | 0 | 1.5 | 13.34% | 0
2 | 20 | 4 | 30 | 100 | 100 | 0 | 0 | 0 | 0 | 1.5 | 13.34% | 0
2 | 20 | 5 | 30 | 100 | 100 | 0 | 0 | 0 | 0 | 1.5 | 13.34% | 0
2 | 20 | 6 | 30 | 79.362 | 10.2246 | 0.000453 | 0 | -4.2021e-05 | -0.00021 | 1.5 | 13.34% | 69.1374
2 | 20 | 7 | 30 | 78.684 | 10.0749 | 0.004285 | 0 | -0.0003922 | -0.00196 | 1.5 | 13.34% | 68.6091
2 | 20 | 8 | 30 | 63.412 | 10.4075 | 0.014557 | -5.25e-05 | -0.0013247 | -0.00662 | 1.5 | 13.34% | 53.0045
2 | 20 | 9 | 30 | 31.978 | 11.2916 | 0.04784 | -0.00083 | -0.0041081 | -0.02053 | 1.5 | 13.34% | 20.6864
2 | 20 | 10 | 30 | 11.479 | 9.8715 | 0.050136 | -0.00013 | -0.0043862 | -0.02192 | 1.5 | 13.34% | 1.6075
2 | 20 | 11 | 30 | 0 | 9.2068 | 0.081814 | 0 | -0.0068974 | -0.03447 | 1.5 | 13.34% | 9.2068
2 | 20 | 12 | 30 | 0 | 9.4951 | 0.063733 | 0 | -0.0055268 | -0.02762 | 1.5 | 13.34% | 9.4951
2 | 20 | 13 | 30 | 0 | 9.7318 | 0.054902 | -6e-05 | -0.0048144 | -0.02406 | 1.5 | 13.34% | 9.7318
2 | 20 | 14 | 30 | 12.832 | 10.7494 | 0.050719 | -0.00055 | -0.0044262 | -0.02212 | 1.5 | 13.34% | 2.0826
2 | 20 | 15 | 30 | 33.982 | 11.1091 | 0.029278 | -0.00034 | -0.0026213 | -0.0131 | 1.5 | 13.34% | 22.8729
2 | 20 | 16 | 30 | 66.852 | 13.1575 | 0.024035 | -0.00076 | -0.0021231 | -0.01061 | 1.5 | 13.34% | 53.6945
2 | 20 | 17 | 30 | 79.136 | 11.2452 | 0.00799 | -9.49e-05 | -0.00072236 | -0.00361 | 1.5 | 13.34% | 67.8908
2 | 20 | 18 | 30 | 79.751 | 9.9377 | 0.000487 | 0 | -4.4022e-05 | -0.00022 | 1.5 | 13.34% | 69.8133
2 | 20 | 19 | 30 | 100 | 100 | 0 | 0 | 0 | 0 | 1.5 | 13.34% | 0
2 | 20 | 20 | 30 | 100 | 100 | 0 | 0 | 0 | 0 | 1.5 | 13.34% | 0
2 | 20 | 21 | 30 | 100 | 100 | 0 | 0 | 0 | 0 | 1.5 | 13.34% | 0
2 | 20 | 22 | 30 | 100 | 100 | 0 | 0 | 0 | 0 | 1.5 | 13.34% | 0
2 | 20 | 23 | 30 | 100 | 100 | 0 | 0 | 0 | 0 | 1.5 | 13.34% | 0
2 | 21 | 0 | 30 | 100 | 100 | 0 | 0 | 0 | 0 | 1.5 | 13.34% | 0
2 | 21 | 1 | 30 | 100 | 100 | 0 | 0 | 0 | 0 | 1.5 | 13.34% | 0
2 | 21 | 2 | 30 | 100 | 100 | 0 | 0 | 0 | 0 | 1.5 | 13.34% | 0
2 | 21 | 3 | 30 | 100 | 100 | 0 | 0 | 0 | 0 | 1.5 | 13.34% | 0
2 | 21 | 4 | 30 | 100 | 100 | 0 | 0 | 0 | 0 | 1.5 | 13.34% | 0
2 | 21 | 5 | 30 | 100 | 100 | 0 | 0 | 0 | 0 | 1.5 | 13.34% | 0
2 | 21 | 6 | 30 | 80.299 | 10.1579 | 0.000434 | 0 | -4.002e-05 | -0.0002 | 1.5 | 13.34% | 70.1411
2 | 21 | 7 | 30 | 79.386 | 11.7113 | 0.00965 | -0.00016 | -0.00086843 | -0.00434 | 1.5 | 13.34% | 67.6747
2 | 21 | 8 | 30 | 63.904 | 10.7743 | 0.01713 | -0.00013 | -0.0015488 | -0.00774 | 1.5 | 13.34% | 53.1297
2 | 21 | 9 | 30 | 32.196 | 10.708 | 0.033999 | -0.0003 | -0.0030175 | -0.01508 | 1.5 | 13.34% | 21.488
2 | 21 | 10 | 30 | 11.546 | 9.933 | 0.047904 | -0.00013 | -0.0042101 | -0.02104 | 1.5 | 13.34% | 1.613
2 | 21 | 11 | 30 | 0 | 9.6227 | 0.054618 | 0 | -0.0047944 | -0.02396 | 1.5 | 13.34% | 9.6227
2 | 21 | 12 | 30 | 0 | 9.6916 | 0.052792 | 0 | -0.0046643 | -0.02331 | 1.5 | 13.34% | 9.6916
2 | 21 | 13 | 30 | 0 | 9.8684 | 0.044901 | -2.97e-05 | -0.004006 | -0.02002 | 1.5 | 13.34% | 9.8684
2 | 21 | 14 | 30 | 13.017 | 10.1842 | 0.028677 | -4.77e-05 | -0.0026073 | -0.01303 | 1.5 | 13.34% | 2.8328
2 | 21 | 15 | 30 | 34.264 | 11.0666 | 0.028818 | -0.00032 | -0.0025833 | -0.01291 | 1.5 | 13.34% | 23.1974
2 | 21 | 16 | 30 | 67.662 | 14.2173 | 0.027751 | -0.00118 | -0.0024212 | -0.0121 | 1.5 | 13.34% | 53.4447
2 | 21 | 17 | 30 | 79.863 | 13.003 | 0.011717 | -0.00035 | -0.0010385 | -0.00519 | 1.5 | 13.34% | 66.86
2 | 21 | 18 | 30 | 100 | 9.9817 | 0.000463 | 0 | -4.2021e-05 | -0.00021 | 1.5 | 13.34% | 90.0183
2 | 21 | 19 | 30 | 100 | 100 | 0 | 0 | 0 | 0 | 1.5 | 13.34% | 0
2 | 21 | 20 | 30 | 100 | 100 | 0 | 0 | 0 | 0 | 1.5 | 13.34% | 0
2 | 21 | 21 | 30 | 100 | 100 | 0 | 0 | 0 | 0 | 1.5 | 13.34% | 0
2 | 21 | 22 | 30 | 100 | 100 | 0 | 0 | 0 | 0 | 1.5 | 13.34% | 0
2 | 21 | 23 | 30 | 100 | 100 | 0 | 0 | 0 | 0 | 1.5 | 13.34% | 0
2 | 22 | 0 | 30 | 100 | 100 | 0 | 0 | 0 | 0 | 1.5 | 13.34% | 0
2 | 22 | 1 | 30 | 100 | 100 | 0 | 0 | 0 | 0 | 1.5 | 13.34% | 0
2 | 22 | 2 | 30 | 100 | 100 | 0 | 0 | 0 | 0 | 1.5 | 13.34% | 0
2 | 22 | 3 | 30 | 100 | 100 | 0 | 0 | 0 | 0 | 1.5 | 13.34% | 0
2 | 22 | 4 | 30 | 100 | 100 | 0 | 0 | 0 | 0 | 1.5 | 13.34% | 0
2 | 22 | 5 | 30 | 100 | 100 | 0 | 0 | 0 | 0 | 1.5 | 13.34% | 0
2 | 22 | 6 | 30 | 81.001 | 10.1571 | 0.001454 | 0 | -0.00013407 | -0.00067 | 1.5 | 13.34% | 70.8439
2 | 22 | 7 | 30 | 80.032 | 81.3566 | 0.049859 | -0.03921 | -0.00074637 | -0.00373 | 1.5 | 13.34% | 1.3246
2 | 22 | 8 | 30 | 64.476 | 55.1788 | 0.116 | -0.06184 | -0.0013967 | -0.00698 | 1.5 | 13.34% | 9.2972
2 | 22 | 9 | 30 | 32.384 | 27.2021 | 0.17666 | -0.0458 | -0.0017729 | -0.00886 | 1.5 | 13.34% | 5.1819
2 | 22 | 10 | 30 | 11.616 | 7.0323 | 0.21932 | -0.01344 | -0.0018529 | -0.00926 | 1.5 | 13.34% | 4.5837
2 | 22 | 11 | 30 | 0 | 5.0483 | 0.12558 | 0 | -0.006035 | -0.03016 | 1.5 | 13.34% | 5.0483
2 | 22 | 12 | 30 | 0 | 5.191 | 0.12862 | 0 | -0.0063472 | -0.03172 | 1.5 | 13.34% | 5.191
2 | 22 | 13 | 30 | 0 | 6.3525 | 0.12471 | -0.00154 | -0.006001 | -0.02999 | 1.5 | 13.34% | 6.3525
2 | 22 | 14 | 30 | 13.159 | 17.0847 | 0.11244 | -0.01321 | -0.0051246 | -0.02561 | 1.5 | 13.34% | 3.9257
2 | 22 | 15 | 30 | 34.688 | 32.7164 | 0.088281 | -0.02351 | -0.004048 | -0.02023 | 1.5 | 13.34% | 1.9716
2 | 22 | 16 | 30 | 68.471 | 51.7973 | 0.058656 | -0.02623 | -0.0027354 | -0.01367 | 1.5 | 13.34% | 16.6737
2 | 22 | 17 | 30 | 80.721 | 43.1098 | 0.024546 | -0.00856 | -0.0014127 | -0.00706 | 1.5 | 13.34% | 37.6112
2 | 22 | 18 | 30 | 100 | 10.2776 | 0.000365 | 0 | -3.4017e-05 | -0.00017 | 1.5 | 13.34% | 89.7224
2 | 22 | 19 | 30 | 100 | 100 | 0 | 0 | 0 | 0 | 1.5 | 13.34% | 0
2 | 22 | 20 | 30 | 100 | 100 | 0 | 0 | 0 | 0 | 1.5 | 13.34% | 0
2 | 22 | 21 | 30 | 100 | 100 | 0 | 0 | 0 | 0 | 1.5 | 13.34% | 0
2 | 22 | 22 | 30 | 100 | 100 | 0 | 0 | 0 | 0 | 1.5 | 13.34% | 0
2 | 22 | 23 | 30 | 100 | 100 | 0 | 0 | 0 | 0 | 1.5 | 13.34% | 0
2 | 23 | 0 | 30 | 100 | 100 | 0 | 0 | 0 | 0 | 1.5 | 13.34% | 0
2 | 23 | 1 | 30 | 100 | 100 | 0 | 0 | 0 | 0 | 1.5 | 13.34% | 0
2 | 23 | 2 | 30 | 100 | 100 | 0 | 0 | 0 | 0 | 1.5 | 13.34% | 0
2 | 23 | 3 | 30 | 100 | 100 | 0 | 0 | 0 | 0 | 1.5 | 13.34% | 0
2 | 23 | 4 | 30 | 100 | 100 | 0 | 0 | 0 | 0 | 1.5 | 13.34% | 0
2 | 23 | 5 | 30 | 100 | 100 | 0 | 0 | 0 | 0 | 1.5 | 13.34% | 0
2 | 23 | 6 | 30 | 81.738 | 10.0807 | 0.001464 | 0 | -0.00013407 | -0.00067 | 1.5 | 13.34% | 71.6573
2 | 23 | 7 | 30 | 80.832 | 90.5293 | 0.047595 | -0.04271 | -0.0001981 | -0.00099 | 1.5 | 13.34% | 9.6973
2 | 23 | 8 | 30 | 64.964 | 56.7926 | 0.11103 | -0.06103 | -0.0012926 | -0.00646 | 1.5 | 13.34% | 8.1714
2 | 23 | 9 | 30 | 32.57 | 27.5796 | 0.16717 | -0.04406 | -0.0016028 | -0.00801 | 1.5 | 13.34% | 4.9904
2 | 23 | 10 | 30 | 11.637 | 7.1059 | 0.20994 | -0.01309 | -0.0017069 | -0.00853 | 1.5 | 13.34% | 4.5311
2 | 23 | 11 | 30 | 0 | 0.73498 | 0.23668 | 0 | -0.0017269 | -0.00863 | 1.5 | 13.34% | 0.73498
2 | 23 | 12 | 30 | 0 | 0.70742 | 0.24498 | 0 | -0.0017209 | -0.0086 | 1.5 | 13.34% | 0.70742
2 | 23 | 13 | 30 | 0 | 3.1957 | 0.23487 | -0.00573 | -0.0017209 | -0.0086 | 1.5 | 13.34% | 3.1957
2 | 23 | 14 | 30 | 13.28 | 22.3028 | 0.20687 | -0.04406 | -0.0016988 | -0.00849 | 1.5 | 13.34% | 9.0228
2 | 23 | 15 | 30 | 34.955 | 49.6854 | 0.16205 | -0.07817 | -0.0015668 | -0.00783 | 1.5 | 13.34% | 14.7304
2 | 23 | 16 | 30 | 69.178 | 81.6253 | 0.10481 | -0.08332 | -0.0012286 | -0.00614 | 1.5 | 13.34% | 12.4473
2 | 23 | 17 | 30 | 81.452 | 89.0294 | 0.042023 | -0.03694 | -0.00025012 | -0.00125 | 1.5 | 13.34% | 7.5774
2 | 23 | 18 | 30 | 100 | 10.1162 | 0.000697 | 0 | -6.4032e-05 | -0.00032 | 1.5 | 13.34% | 89.8838
2 | 23 | 19 | 30 | 100 | 100 | 0 | 0 | 0 | 0 | 1.5 | 13.34% | 0
2 | 23 | 20 | 30 | 100 | 100 | 0 | 0 | 0 | 0 | 1.5 | 13.34% | 0
2 | 23 | 21 | 30 | 100 | 100 | 0 | 0 | 0 | 0 | 1.5 | 13.34% | 0
2 | 23 | 22 | 30 | 100 | 100 | 0 | 0 | 0 | 0 | 1.5 | 13.34% | 0
2 | 23 | 23 | 30 | 100 | 100 | 0 | 0 | 0 | 0 | 1.5 | 13.34% | 0
2 | 24 | 0 | 30 | 100 | 100 | 0 | 0 | 0 | 0 | 1.5 | 13.34% | 0
2 | 24 | 1 | 30 | 100 | 100 | 0 | 0 | 0 | 0 | 1.5 | 13.34% | 0
2 | 24 | 2 | 30 | 100 | 100 | 0 | 0 | 0 | 0 | 1.5 | 13.34% | 0
2 | 24 | 3 | 30 | 100 | 100 | 0 | 0 | 0 | 0 | 1.5 | 13.34% | 0
2 | 24 | 4 | 30 | 100 | 100 | 0 | 0 | 0 | 0 | 1.5 | 13.34% | 0
2 | 24 | 5 | 30 | 100 | 100 | 0 | 0 | 0 | 0 | 1.5 | 13.34% | 0
2 | 24 | 6 | 30 | 82.27 | 10.1366 | 0.001261 | 0 | -0.00011606 | -0.00058 | 1.5 | 13.34% | 72.1334
2 | 24 | 7 | 30 | 81.643 | 81.2224 | 0.041411 | -0.0325 | -0.00062631 | -0.00313 | 1.5 | 13.34% | 0.42057
2 | 24 | 8 | 30 | 65.533 | 59.0245 | 0.096675 | -0.05591 | -0.00072436 | -0.00362 | 1.5 | 13.34% | 6.5085
2 | 24 | 9 | 30 | 32.839 | 28.2623 | 0.1459 | -0.04009 | -0.00089245 | -0.00446 | 1.5 | 13.34% | 4.5767
2 | 24 | 10 | 30 | 11.753 | 7.0357 | 0.18328 | -0.0117 | -0.0011166 | -0.00558 | 1.5 | 13.34% | 4.7173
2 | 24 | 11 | 30 | 0 | 0.6462 | 0.20663 | 0 | -0.0013267 | -0.00663 | 1.5 | 13.34% | 0.6462
2 | 24 | 12 | 30 | 0 | 0.62263 | 0.2144 | 0 | -0.0013267 | -0.00663 | 1.5 | 13.34% | 0.62263
2 | 24 | 13 | 30 | 0 | 3.1345 | 0.20663 | -0.00509 | -0.0013447 | -0.00672 | 1.5 | 13.34% | 3.1345
2 | 24 | 14 | 30 | 13.4 | 22.4203 | 0.18263 | -0.0393 | -0.0013447 | -0.00672 | 1.5 | 13.34% | 9.0203
2 | 24 | 15 | 30 | 35.284 | 51.723 | 0.14476 | -0.07376 | -0.00073437 | -0.00367 | 1.5 | 13.34% | 16.439
2 | 24 | 16 | 30 | 69.959 | 86.2274 | 0.094456 | -0.08037 | -0.00057829 | -0.00289 | 1.5 | 13.34% | 16.2684
2 | 24 | 17 | 30 | 82.006 | 83.7359 | 0.038662 | -0.03151 | -0.00047023 | -0.00235 | 1.5 | 13.34% | 1.7299
2 | 24 | 18 | 30 | 100 | 10.1377 | 0.001 | 0 | -9.2046e-05 | -0.00046 | 1.5 | 13.34% | 89.8623
2 | 24 | 19 | 30 | 100 | 100 | 0 | 0 | 0 | 0 | 1.5 | 13.34% | 0
2 | 24 | 20 | 30 | 100 | 100 | 0 | 0 | 0 | 0 | 1.5 | 13.34% | 0
2 | 24 | 21 | 30 | 100 | 100 | 0 | 0 | 0 | 0 | 1.5 | 13.34% | 0
2 | 24 | 22 | 30 | 100 | 100 | 0 | 0 | 0 | 0 | 1.5 | 13.34% | 0
2 | 24 | 23 | 30 | 100 | 100 | 0 | 0 | 0 | 0 | 1.5 | 13.34% | 0
2 | 25 | 0 | 30 | 100 | 100 | 0 | 0 | 0 | 0 | 1.5 | 13.34% | 0
2 | 25 | 1 | 30 | 100 | 100 | 0 | 0 | 0 | 0 | 1.5 | 13.34% | 0
2 | 25 | 2 | 30 | 100 | 100 | 0 | 0 | 0 | 0 | 1.5 | 13.34% | 0
2 | 25 | 3 | 30 | 100 | 100 | 0 | 0 | 0 | 0 | 1.5 | 13.34% | 0
2 | 25 | 4 | 30 | 100 | 100 | 0 | 0 | 0 | 0 | 1.5 | 13.34% | 0
2 | 25 | 5 | 30 | 100 | 100 | 0 | 0 | 0 | 0 | 1.5 | 13.34% | 0
2 | 25 | 6 | 30 | 82.722 | 10.0505 | 0.001468 | 0 | -0.00013407 | -0.00067 | 1.5 | 13.34% | 72.6715
2 | 25 | 7 | 30 | 82.352 | 89.6728 | 0.046019 | -0.04072 | -0.00028814 | -0.00144 | 1.5 | 13.34% | 7.3208
2 | 25 | 8 | 30 | 66.003 | 56.9621 | 0.10675 | -0.05891 | -0.0012086 | -0.00604 | 1.5 | 13.34% | 9.0409
2 | 25 | 9 | 30 | 32.973 | 27.6398 | 0.16092 | -0.04257 | -0.0014947 | -0.00747 | 1.5 | 13.34% | 5.3332
2 | 25 | 10 | 30 | 11.787 | 7.1803 | 0.20249 | -0.01283 | -0.0015948 | -0.00797 | 1.5 | 13.34% | 4.6067
2 | 25 | 11 | 30 | 0 | 0.70977 | 0.22799 | 0 | -0.0016068 | -0.00803 | 1.5 | 13.34% | 0.70977
2 | 25 | 12 | 30 | 0 | 0.68394 | 0.23595 | 0 | -0.0016028 | -0.00801 | 1.5 | 13.34% | 0.68394
2 | 25 | 13 | 30 | 0 | 3.2247 | 0.2264 | -0.00564 | -0.0016088 | -0.00804 | 1.5 | 13.34% | 3.2247
2 | 25 | 14 | 30 | 13.609 | 22.5723 | 0.19979 | -0.04314 | -0.0015968 | -0.00798 | 1.5 | 13.34% | 8.9633
2 | 25 | 15 | 30 | 35.645 | 50.2977 | 0.15737 | -0.07691 | -0.0014927 | -0.00746 | 1.5 | 13.34% | 14.6527
2 | 25 | 16 | 30 | 70.73 | 81.7079 | 0.10243 | -0.08153 | -0.0011906 | -0.00595 | 1.5 | 13.34% | 10.9779
2 | 25 | 17 | 30 | 82.693 | 89.9481 | 0.041392 | -0.03676 | -0.00024812 | -0.00124 | 1.5 | 13.34% | 7.2551
2 | 25 | 18 | 30 | 100 | 9.9799 | 0.00086 | 0 | -7.8039e-05 | -0.00039 | 1.5 | 13.34% | 90.0201
2 | 25 | 19 | 30 | 100 | 100 | 0 | 0 | 0 | 0 | 1.5 | 13.34% | 0
2 | 25 | 20 | 30 | 100 | 100 | 0 | 0 | 0 | 0 | 1.5 | 13.34% | 0
2 | 25 | 21 | 30 | 100 | 100 | 0 | 0 | 0 | 0 | 1.5 | 13.34% | 0
2 | 25 | 22 | 30 | 100 | 100 | 0 | 0 | 0 | 0 | 1.5 | 13.34% | 0
2 | 25 | 23 | 30 | 100 | 100 | 0 | 0 | 0 | 0 | 1.5 | 13.34% | 0
2 | 26 | 0 | 30 | 100 | 100 | 0 | 0 | 0 | 0 | 1.5 | 13.34% | 0
2 | 26 | 1 | 30 | 100 | 100 | 0 | 0 | 0 | 0 | 1.5 | 13.34% | 0
2 | 26 | 2 | 30 | 100 | 100 | 0 | 0 | 0 | 0 | 1.5 | 13.34% | 0
2 | 26 | 3 | 30 | 100 | 100 | 0 | 0 | 0 | 0 | 1.5 | 13.34% | 0
2 | 26 | 4 | 30 | 100 | 100 | 0 | 0 | 0 | 0 | 1.5 | 13.34% | 0
2 | 26 | 5 | 30 | 100 | 100 | 0 | 0 | 0 | 0 | 1.5 | 13.34% | 0
2 | 26 | 6 | 30 | 83.507 | 10.094 | 0.001244 | 0 | -0.00011406 | -0.00057 | 1.5 | 13.34% | 73.413
2 | 26 | 7 | 30 | 82.985 | 76.9891 | 0.038986 | -0.02857 | -0.00081641 | -0.00408 | 1.5 | 13.34% | 5.9959
2 | 26 | 8 | 30 | 66.597 | 56.7707 | 0.091195 | -0.0501 | -0.0010665 | -0.00533 | 1.5 | 13.34% | 9.8263
2 | 26 | 9 | 30 | 33.16 | 27.5313 | 0.13798 | -0.03626 | -0.0013547 | -0.00677 | 1.5 | 13.34% | 5.6287
2 | 26 | 10 | 30 | 11.802 | 7.2509 | 0.17247 | -0.01063 | -0.0017489 | -0.00874 | 1.5 | 13.34% | 4.5511
2 | 26 | 11 | 30 | 0 | 1.0597 | 0.19388 | 0 | -0.002033 | -0.01016 | 1.5 | 13.34% | 1.0597
2 | 26 | 12 | 30 | 0 | 1.0707 | 0.20078 | 0 | -0.0021271 | -0.01063 | 1.5 | 13.34% | 1.0707
2 | 26 | 13 | 30 | 0 | 3.4301 | 0.19401 | -0.00467 | -0.001919 | -0.00959 | 1.5 | 13.34% | 3.4301
2 | 26 | 14 | 30 | 13.735 | 22.3346 | 0.17064 | -0.03608 | -0.0016608 | -0.0083 | 1.5 | 13.34% | 8.5996
2 | 26 | 15 | 30 | 36.041 | 50.1236 | 0.13402 | -0.06519 | -0.0013227 | -0.00661 | 1.5 | 13.34% | 14.0826
2 | 26 | 16 | 30 | 71.697 | 82.4242 | 0.087854 | -0.07069 | -0.00094447 | -0.00472 | 1.5 | 13.34% | 10.7272
2 | 26 | 17 | 30 | 83.453 | 78.1655 | 0.035327 | -0.02638 | -0.00069235 | -0.00346 | 1.5 | 13.34% | 5.2875
2 | 26 | 18 | 30 | 100 | 10.0198 | 0.000769 | 0 | -7.0035e-05 | -0.00035 | 1.5 | 13.34% | 89.9802
2 | 26 | 19 | 30 | 100 | 100 | 0 | 0 | 0 | 0 | 1.5 | 13.34% | 0
2 | 26 | 20 | 30 | 100 | 100 | 0 | 0 | 0 | 0 | 1.5 | 13.34% | 0
2 | 26 | 21 | 30 | 100 | 100 | 0 | 0 | 0 | 0 | 1.5 | 13.34% | 0
2 | 26 | 22 | 30 | 100 | 100 | 0 | 0 | 0 | 0 | 1.5 | 13.34% | 0
2 | 26 | 23 | 30 | 100 | 100 | 0 | 0 | 0 | 0 | 1.5 | 13.34% | 0
2 | 27 | 0 | 30 | 100 | 100 | 0 | 0 | 0 | 0 | 1.5 | 13.34% | 0
2 | 27 | 1 | 30 | 100 | 100 | 0 | 0 | 0 | 0 | 1.5 | 13.34% | 0
2 | 27 | 2 | 30 | 100 | 100 | 0 | 0 | 0 | 0 | 1.5 | 13.34% | 0
2 | 27 | 3 | 30 | 100 | 100 | 0 | 0 | 0 | 0 | 1.5 | 13.34% | 0
2 | 27 | 4 | 30 | 100 | 100 | 0 | 0 | 0 | 0 | 1.5 | 13.34% | 0
2 | 27 | 5 | 30 | 100 | 100 | 0 | 0 | 0 | 0 | 1.5 | 13.34% | 0
2 | 27 | 6 | 30 | 84.525 | 10.0746 | 0.001115 | 0 | -0.00010205 | -0.00051 | 1.5 | 13.34% | 74.4504
2 | 27 | 7 | 30 | 83.758 | 66.5922 | 0.034794 | -0.02128 | -0.0011346 | -0.00567 | 1.5 | 13.34% | 17.1658
2 | 27 | 8 | 30 | 67.131 | 50.3802 | 0.078431 | -0.03664 | -0.001911 | -0.00955 | 1.5 | 13.34% | 16.7508
2 | 27 | 9 | 30 | 33.28 | 25.2513 | 0.11771 | -0.0264 | -0.0026533 | -0.01326 | 1.5 | 13.34% | 8.0287
2 | 27 | 10 | 30 | 11.779 | 7.7979 | 0.14377 | -0.00735 | -0.0035818 | -0.0179 | 1.5 | 13.34% | 3.9811
2 | 27 | 11 | 30 | 0 | 2.5341 | 0.16282 | 0 | -0.004024 | -0.02011 | 1.5 | 13.34% | 2.5341
2 | 27 | 12 | 30 | 0 | 2.6299 | 0.16711 | 0 | -0.0042821 | -0.0214 | 1.5 | 13.34% | 2.6299
2 | 27 | 13 | 30 | 0 | 4.7784 | 0.15712 | -0.00304 | -0.0042641 | -0.02131 | 1.5 | 13.34% | 4.7784
2 | 27 | 14 | 30 | 13.912 | 19.9776 | 0.13657 | -0.02271 | -0.0038119 | -0.01905 | 1.5 | 13.34% | 6.0656
2 | 27 | 15 | 30 | 36.325 | 42.2225 | 0.10841 | -0.04159 | -0.0029415 | -0.0147 | 1.5 | 13.34% | 5.8975
2 | 27 | 16 | 30 | 72.511 | 67.5502 | 0.069909 | -0.0437 | -0.0021031 | -0.01051 | 1.5 | 13.34% | 4.9608
2 | 27 | 17 | 30 | 84.207 | 58.6981 | 0.028576 | -0.0149 | -0.0011806 | -0.0059 | 1.5 | 13.34% | 25.5089
2 | 27 | 18 | 30 | 100 | 9.9743 | 0.000353 | 0 | -3.2016e-05 | -0.00016 | 1.5 | 13.34% | 90.0257
2 | 27 | 19 | 30 | 100 | 100 | 0 | 0 | 0 | 0 | 1.5 | 13.34% | 0
2 | 27 | 20 | 30 | 100 | 100 | 0 | 0 | 0 | 0 | 1.5 | 13.34% | 0
2 | 27 | 21 | 30 | 100 | 100 | 0 | 0 | 0 | 0 | 1.5 | 13.34% | 0
2 | 27 | 22 | 30 | 100 | 100 | 0 | 0 | 0 | 0 | 1.5 | 13.34% | 0
2 | 27 | 23 | 30 | 100 | 100 | 0 | 0 | 0 | 0 | 1.5 | 13.34% | 0
2 | 28 | 0 | 30 | 100 | 100 | 0 | 0 | 0 | 0 | 1.5 | 13.34% | 0
2 | 28 | 1 | 30 | 100 | 100 | 0 | 0 | 0 | 0 | 1.5 | 13.34% | 0
2 | 28 | 2 | 30 | 100 | 100 | 0 | 0 | 0 | 0 | 1.5 | 13.34% | 0
2 | 28 | 3 | 30 | 100 | 100 | 0 | 0 | 0 | 0 | 1.5 | 13.34% | 0
2 | 28 | 4 | 30 | 100 | 100 | 0 | 0 | 0 | 0 | 1.5 | 13.34% | 0
2 | 28 | 5 | 30 | 100 | 100 | 0 | 0 | 0 | 0 | 1.5 | 13.34% | 0
2 | 28 | 6 | 30 | 85.054 | 10.1017 | 0.000458 | 0 | -4.2021e-05 | -0.00021 | 1.5 | 13.34% | 74.9523
2 | 28 | 7 | 30 | 84.586 | 31.6834 | 0.0233 | -0.00524 | -0.0016268 | -0.00813 | 1.5 | 13.34% | 52.9026
2 | 28 | 8 | 30 | 67.626 | 30.4177 | 0.053455 | -0.01216 | -0.0031436 | -0.01571 | 1.5 | 13.34% | 37.2083
2 | 28 | 9 | 30 | 33.538 | 17.3556 | 0.077675 | -0.00804 | -0.0046363 | -0.02317 | 1.5 | 13.34% | 16.1824
2 | 28 | 10 | 30 | 11.868 | 9.076 | 0.093814 | -0.00203 | -0.005945 | -0.02971 | 1.5 | 13.34% | 2.792
2 | 28 | 11 | 30 | 0 | 6.7501 | 0.10658 | 0 | -0.0067394 | -0.03368 | 1.5 | 13.34% | 6.7501
2 | 28 | 12 | 30 | 0 | 6.4276 | 0.11424 | 0 | -0.0068994 | -0.03448 | 1.5 | 13.34% | 6.4276
2 | 28 | 13 | 30 | 0 | 7.9939 | 0.10087 | -0.00074 | -0.0067814 | -0.03389 | 1.5 | 13.34% | 7.9939
2 | 28 | 14 | 30 | 14.125 | 12.9678 | 0.08122 | -0.00376 | -0.005995 | -0.02996 | 1.5 | 13.34% | 1.1572
2 | 28 | 15 | 30 | 36.782 | 16.8183 | 0.059329 | -0.00452 | -0.0046723 | -0.02335 | 1.5 | 13.34% | 19.9637
2 | 28 | 16 | 30 | 73.377 | 36.8297 | 0.047617 | -0.01337 | -0.0030455 | -0.01522 | 1.5 | 13.34% | 36.5473
2 | 28 | 17 | 30 | 85.036 | 34.1373 | 0.021511 | -0.0054 | -0.0014487 | -0.00724 | 1.5 | 13.34% | 50.8987
2 | 28 | 18 | 30 | 100 | 10.1852 | 0.000368 | 0 | -3.4017e-05 | -0.00017 | 1.5 | 13.34% | 89.8148
2 | 28 | 19 | 30 | 100 | 100 | 0 | 0 | 0 | 0 | 1.5 | 13.34% | 0
2 | 28 | 20 | 30 | 100 | 100 | 0 | 0 | 0 | 0 | 1.5 | 13.34% | 0
2 | 28 | 21 | 30 | 100 | 100 | 0 | 0 | 0 | 0 | 1.5 | 13.34% | 0
2 | 28 | 22 | 30 | 100 | 100 | 0 | 0 | 0 | 0 | 1.5 | 13.34% | 0
2 | 28 | 23 | 30 | 100 | 100 | 0 | 0 | 0 | 0 | 1.5 | 13.34% | 0
3 | 1 | 0 | 30 | 100 | 100 | 0 | 0 | 0 | 0 | 1.5 | 13.34% | 0
3 | 1 | 1 | 30 | 100 | 100 | 0 | 0 | 0 | 0 | 1.5 | 13.34% | 0
3 | 1 | 2 | 30 | 100 | 100 | 0 | 0 | 0 | 0 | 1.5 | 13.34% | 0
3 | 1 | 3 | 30 | 100 | 100 | 0 | 0 | 0 | 0 | 1.5 | 13.34% | 0
3 | 1 | 4 | 30 | 100 | 100 | 0 | 0 | 0 | 0 | 1.5 | 13.34% | 0
3 | 1 | 5 | 30 | 100 | 100 | 0 | 0 | 0 | 0 | 1.5 | 13.34% | 0
3 | 1 | 6 | 30 | 85.706 | 10.0507 | 0.00195 | 0 | -0.00017809 | -0.00089 | 1.5 | 13.34% | 75.6553
3 | 1 | 7 | 30 | 85.206 | 85.1727 | 0.042595 | -0.03529 | -0.00053427 | -0.00267 | 1.5 | 13.34% | 0.033288
3 | 1 | 8 | 30 | 68.176 | 57.6927 | 0.12157 | -0.06772 | -0.0015328 | -0.00766 | 1.5 | 13.34% | 10.4833
3 | 1 | 9 | 30 | 33.643 | 27.9761 | 0.18502 | -0.04928 | -0.001939 | -0.00969 | 1.5 | 13.34% | 5.6669
3 | 1 | 10 | 30 | 11.899 | 7.247 | 0.18734 | -0.0121 | -0.0013767 | -0.00688 | 1.5 | 13.34% | 4.652
3 | 1 | 11 | 30 | 0 | 6.3882 | 0.11057 | 0 | -0.0066393 | -0.03318 | 1.5 | 13.34% | 6.3882
3 | 1 | 12 | 30 | 0 | 10.0723 | 0.026394 | 0 | -0.0024152 | -0.01207 | 1.5 | 13.34% | 10.0723
3 | 1 | 13 | 30 | 0 | 10.0816 | 0.017086 | 0 | -0.0015648 | -0.00782 | 1.5 | 13.34% | 10.0816
3 | 1 | 14 | 30 | 14.238 | 10.0795 | 0.015188 | 0 | -0.0013907 | -0.00695 | 1.5 | 13.34% | 4.1585
3 | 1 | 15 | 30 | 37.046 | 11.2638 | 0.030334 | -0.0004 | -0.0027114 | -0.01355 | 1.5 | 13.34% | 25.7822
3 | 1 | 16 | 30 | 74.35 | 11.2167 | 0.016356 | -0.00019 | -0.0014787 | -0.00739 | 1.5 | 13.34% | 63.1333
3 | 1 | 17 | 30 | 85.821 | 11.1637 | 0.007737 | -8.52e-05 | -0.00070035 | -0.0035 | 1.5 | 13.34% | 74.6573
3 | 1 | 18 | 30 | 100 | 10.3283 | 0.000342 | 0 | -3.2016e-05 | -0.00016 | 1.5 | 13.34% | 89.6717
3 | 1 | 19 | 30 | 100 | 100 | 0 | 0 | 0 | 0 | 1.5 | 13.34% | 0
3 | 1 | 20 | 30 | 100 | 100 | 0 | 0 | 0 | 0 | 1.5 | 13.34% | 0
3 | 1 | 21 | 30 | 100 | 100 | 0 | 0 | 0 | 0 | 1.5 | 13.34% | 0
3 | 1 | 22 | 30 | 100 | 100 | 0 | 0 | 0 | 0 | 1.5 | 13.34% | 0
3 | 1 | 23 | 30 | 100 | 100 | 0 | 0 | 0 | 0 | 1.5 | 13.34% | 0
3 | 2 | 0 | 30 | 100 | 100 | 0 | 0 | 0 | 0 | 1.5 | 13.34% | 0
3 | 2 | 1 | 30 | 100 | 100 | 0 | 0 | 0 | 0 | 1.5 | 13.34% | 0
3 | 2 | 2 | 30 | 100 | 100 | 0 | 0 | 0 | 0 | 1.5 | 13.34% | 0
3 | 2 | 3 | 30 | 100 | 100 | 0 | 0 | 0 | 0 | 1.5 | 13.34% | 0
3 | 2 | 4 | 30 | 100 | 100 | 0 | 0 | 0 | 0 | 1.5 | 13.34% | 0
3 | 2 | 5 | 30 | 100 | 100 | 0 | 0 | 0 | 0 | 1.5 | 13.34% | 0
3 | 2 | 6 | 30 | 86.285 | 10.0579 | 0.001051 | 0 | -9.6048e-05 | -0.00048 | 1.5 | 13.34% | 76.2271
3 | 2 | 7 | 30 | 86.045 | 45.9725 | 0.027819 | -0.01054 | -0.0015408 | -0.0077 | 1.5 | 13.34% | 40.0725
3 | 2 | 8 | 30 | 68.532 | 38.5229 | 0.062081 | -0.01996 | -0.0028554 | -0.01427 | 1.5 | 13.34% | 30.0091
3 | 2 | 9 | 30 | 33.937 | 19.9731 | 0.08848 | -0.01253 | -0.0042861 | -0.02142 | 1.5 | 13.34% | 13.9639
3 | 2 | 10 | 30 | 11.943 | 8.6688 | 0.10754 | -0.00331 | -0.0055328 | -0.02765 | 1.5 | 13.34% | 3.2742
3 | 2 | 11 | 30 | 0 | 5.4266 | 0.12164 | 0 | -0.0062611 | -0.03129 | 1.5 | 13.34% | 5.4266
3 | 2 | 12 | 30 | 0 | 5.7379 | 0.12235 | 0 | -0.0066393 | -0.03318 | 1.5 | 13.34% | 5.7379
3 | 2 | 13 | 30 | 0 | 7.105 | 0.11431 | -0.00124 | -0.0064252 | -0.03211 | 1.5 | 13.34% | 7.105
3 | 2 | 14 | 30 | 14.425 | 16.8518 | 0.10731 | -0.01185 | -0.0053347 | -0.02666 | 1.5 | 13.34% | 2.4268
3 | 2 | 15 | 30 | 37.484 | 33.3 | 0.086841 | -0.02349 | -0.004072 | -0.02035 | 1.5 | 13.34% | 4.184
3 | 2 | 16 | 30 | 75.263 | 47.8203 | 0.054565 | -0.02189 | -0.0028434 | -0.01421 | 1.5 | 13.34% | 27.4427
3 | 2 | 17 | 30 | 86.55 | 41.4507 | 0.023246 | -0.00766 | -0.0013967 | -0.00698 | 1.5 | 13.34% | 45.0993
3 | 2 | 18 | 30 | 100 | 10.1967 | 0.000346 | 0 | -3.2016e-05 | -0.00016 | 1.5 | 13.34% | 89.8033
3 | 2 | 19 | 30 | 100 | 100 | 0 | 0 | 0 | 0 | 1.5 | 13.34% | 0
3 | 2 | 20 | 30 | 100 | 100 | 0 | 0 | 0 | 0 | 1.5 | 13.34% | 0
3 | 2 | 21 | 30 | 100 | 100 | 0 | 0 | 0 | 0 | 1.5 | 13.34% | 0
3 | 2 | 22 | 30 | 100 | 100 | 0 | 0 | 0 | 0 | 1.5 | 13.34% | 0
3 | 2 | 23 | 30 | 100 | 100 | 0 | 0 | 0 | 0 | 1.5 | 13.34% | 0
3 | 3 | 0 | 30 | 100 | 100 | 0 | 0 | 0 | 0 | 1.5 | 13.34% | 0
3 | 3 | 1 | 30 | 100 | 100 | 0 | 0 | 0 | 0 | 1.5 | 13.34% | 0
3 | 3 | 2 | 30 | 100 | 100 | 0 | 0 | 0 | 0 | 1.5 | 13.34% | 0
3 | 3 | 3 | 30 | 100 | 100 | 0 | 0 | 0 | 0 | 1.5 | 13.34% | 0
3 | 3 | 4 | 30 | 100 | 100 | 0 | 0 | 0 | 0 | 1.5 | 13.34% | 0
3 | 3 | 5 | 30 | 100 | 100 | 0 | 0 | 0 | 0 | 1.5 | 13.34% | 0
3 | 3 | 6 | 30 | 87.011 | 10.1254 | 0.001654 | 0 | -0.00015208 | -0.00076 | 1.5 | 13.34% | 76.8856
3 | 3 | 7 | 30 | 86.732 | 92.2711 | 0.047183 | -0.04314 | -0.0002061 | -0.00103 | 1.5 | 13.34% | 5.5391
3 | 3 | 8 | 30 | 69.143 | 58.8291 | 0.10976 | -0.06254 | -0.0012786 | -0.00639 | 1.5 | 13.34% | 10.3139
3 | 3 | 9 | 30 | 34.022 | 28.172 | 0.16506 | -0.04449 | -0.0015688 | -0.00784 | 1.5 | 13.34% | 5.85
3 | 3 | 10 | 30 | 11.958 | 7.4329 | 0.20687 | -0.01359 | -0.0016628 | -0.00831 | 1.5 | 13.34% | 4.5251
3 | 3 | 11 | 30 | 0 | 0.72331 | 0.23239 | 0 | -0.0016688 | -0.00834 | 1.5 | 13.34% | 0.72331
3 | 3 | 12 | 30 | 0 | 0.69643 | 0.23985 | 0 | -0.0016588 | -0.00829 | 1.5 | 13.34% | 0.69643
3 | 3 | 13 | 30 | 0 | 3.3243 | 0.22885 | -0.0059 | -0.0016528 | -0.00826 | 1.5 | 13.34% | 3.3243
3 | 3 | 14 | 30 | 14.577 | 23.0389 | 0.19993 | -0.04407 | -0.0016188 | -0.00809 | 1.5 | 13.34% | 8.4619
3 | 3 | 15 | 30 | 37.933 | 51.6414 | 0.15533 | -0.07796 | -0.0014867 | -0.00743 | 1.5 | 13.34% | 13.7084
3 | 3 | 16 | 30 | 76.303 | 84.221 | 0.098931 | -0.08119 | -0.0011566 | -0.00578 | 1.5 | 13.34% | 7.918
3 | 3 | 17 | 30 | 87.239 | 88.0405 | 0.037738 | -0.03257 | -0.00034817 | -0.00174 | 1.5 | 13.34% | 0.80146
3 | 3 | 18 | 30 | 100 | 10.2621 | 0.000344 | 0 | -3.2016e-05 | -0.00016 | 1.5 | 13.34% | 89.7379
3 | 3 | 19 | 30 | 100 | 100 | 0 | 0 | 0 | 0 | 1.5 | 13.34% | 0
3 | 3 | 20 | 30 | 100 | 100 | 0 | 0 | 0 | 0 | 1.5 | 13.34% | 0
3 | 3 | 21 | 30 | 100 | 100 | 0 | 0 | 0 | 0 | 1.5 | 13.34% | 0
3 | 3 | 22 | 30 | 100 | 100 | 0 | 0 | 0 | 0 | 1.5 | 13.34% | 0
3 | 3 | 23 | 30 | 100 | 100 | 0 | 0 | 0 | 0 | 1.5 | 13.34% | 0
3 | 4 | 0 | 30 | 100 | 100 | 0 | 0 | 0 | 0 | 1.5 | 13.34% | 0
3 | 4 | 1 | 30 | 100 | 100 | 0 | 0 | 0 | 0 | 1.5 | 13.34% | 0
3 | 4 | 2 | 30 | 100 | 100 | 0 | 0 | 0 | 0 | 1.5 | 13.34% | 0
3 | 4 | 3 | 30 | 100 | 100 | 0 | 0 | 0 | 0 | 1.5 | 13.34% | 0
3 | 4 | 4 | 30 | 100 | 100 | 0 | 0 | 0 | 0 | 1.5 | 13.34% | 0
3 | 4 | 5 | 30 | 100 | 100 | 0 | 0 | 0 | 0 | 1.5 | 13.34% | 0
3 | 4 | 6 | 30 | 87.674 | 10.0873 | 0.001616 | 0 | -0.00014807 | -0.00074 | 1.5 | 13.34% | 77.5867
3 | 4 | 7 | 30 | 87.464 | 89.3519 | 0.045057 | -0.0396 | -0.00034817 | -0.00174 | 1.5 | 13.34% | 1.8879
3 | 4 | 8 | 30 | 69.637 | 59.0232 | 0.10523 | -0.06022 | -0.0011886 | -0.00594 | 1.5 | 13.34% | 10.6138
3 | 4 | 9 | 30 | 34.213 | 28.2278 | 0.15919 | -0.04305 | -0.0014707 | -0.00735 | 1.5 | 13.34% | 5.9852
3 | 4 | 10 | 30 | 12.025 | 7.4263 | 0.20145 | -0.01326 | -0.0015828 | -0.00791 | 1.5 | 13.34% | 4.5987
3 | 4 | 11 | 30 | 0 | 0.71074 | 0.22768 | 0 | -0.0016068 | -0.00803 | 1.5 | 13.34% | 0.71074
3 | 4 | 12 | 30 | 0 | 0.69356 | 0.23851 | 0 | -0.0016428 | -0.00821 | 1.5 | 13.34% | 0.69356
3 | 4 | 13 | 30 | 0 | 3.3327 | 0.23223 | -0.00598 | -0.0017029 | -0.00851 | 1.5 | 13.34% | 3.3327
3 | 4 | 14 | 30 | 14.782 | 22.9856 | 0.21023 | -0.04613 | -0.0017829 | -0.00891 | 1.5 | 13.34% | 8.2036
3 | 4 | 15 | 30 | 38.311 | 51.257 | 0.17086 | -0.08489 | -0.0017769 | -0.00888 | 1.5 | 13.34% | 12.946
3 | 4 | 16 | 30 | 77.049 | 83.2564 | 0.11061 | -0.08949 | -0.0014187 | -0.00709 | 1.5 | 13.34% | 6.2074
3 | 4 | 17 | 30 | 88.071 | 81.4079 | 0.043713 | -0.03425 | -0.00073637 | -0.00368 | 1.5 | 13.34% | 6.6631
3 | 4 | 18 | 30 | 100 | 10.061 | 0.002977 | 0 | -0.00027214 | -0.00136 | 1.5 | 13.34% | 89.939
3 | 4 | 19 | 30 | 100 | 100 | 0 | 0 | 0 | 0 | 1.5 | 13.34% | 0
3 | 4 | 20 | 30 | 100 | 100 | 0 | 0 | 0 | 0 | 1.5 | 13.34% | 0
3 | 4 | 21 | 30 | 100 | 100 | 0 | 0 | 0 | 0 | 1.5 | 13.34% | 0
3 | 4 | 22 | 30 | 100 | 100 | 0 | 0 | 0 | 0 | 1.5 | 13.34% | 0
3 | 4 | 23 | 30 | 100 | 100 | 0 | 0 | 0 | 0 | 1.5 | 13.34% | 0
3 | 5 | 0 | 30 | 100 | 100 | 0 | 0 | 0 | 0 | 1.5 | 13.34% | 0
3 | 5 | 1 | 30 | 100 | 100 | 0 | 0 | 0 | 0 | 1.5 | 13.34% | 0
3 | 5 | 2 | 30 | 100 | 100 | 0 | 0 | 0 | 0 | 1.5 | 13.34% | 0
3 | 5 | 3 | 30 | 100 | 100 | 0 | 0 | 0 | 0 | 1.5 | 13.34% | 0
3 | 5 | 4 | 30 | 100 | 100 | 0 | 0 | 0 | 0 | 1.5 | 13.34% | 0
3 | 5 | 5 | 30 | 100 | 100 | 0 | 0 | 0 | 0 | 1.5 | 13.34% | 0
3 | 5 | 6 | 30 | 88.774 | 10.0264 | 0.001581 | 0 | -0.00014407 | -0.00072 | 1.5 | 13.34% | 78.7476
3 | 5 | 7 | 30 | 88.147 | 88.1042 | 0.043777 | -0.03773 | -0.00044622 | -0.00223 | 1.5 | 13.34% | 0.042826
3 | 5 | 8 | 30 | 70.163 | 63.2477 | 0.10284 | -0.06442 | -0.00038219 | -0.00191 | 1.5 | 13.34% | 6.9153
3 | 5 | 9 | 30 | 34.431 | 28.5752 | 0.15349 | -0.04209 | -0.0013767 | -0.00688 | 1.5 | 13.34% | 5.8558
3 | 5 | 10 | 30 | 12.032 | 7.5028 | 0.19297 | -0.01291 | -0.0014587 | -0.00729 | 1.5 | 13.34% | 4.5292
3 | 5 | 11 | 30 | 0 | 0.67872 | 0.21668 | 0 | -0.0014607 | -0.0073 | 1.5 | 13.34% | 0.67872
3 | 5 | 12 | 30 | 0 | 0.6526 | 0.22344 | 0 | -0.0014487 | -0.00724 | 1.5 | 13.34% | 0.6526
3 | 5 | 13 | 30 | 0 | 3.3429 | 0.21417 | -0.00565 | -0.0014607 | -0.0073 | 1.5 | 13.34% | 3.3429
3 | 5 | 14 | 30 | 14.959 | 23.3348 | 0.18786 | -0.04205 | -0.0014487 | -0.00724 | 1.5 | 13.34% | 8.3758
3 | 5 | 15 | 30 | 38.654 | 53.2035 | 0.14723 | -0.07625 | -0.0013587 | -0.00679 | 1.5 | 13.34% | 14.5495
3 | 5 | 16 | 30 | 78.161 | 90.7868 | 0.094908 | -0.08545 | -0.00037419 | -0.00187 | 1.5 | 13.34% | 12.6258
3 | 5 | 17 | 30 | 88.848 | 87.4607 | 0.036328 | -0.03103 | -0.0003962 | -0.00198 | 1.5 | 13.34% | 1.3873
3 | 5 | 18 | 30 | 100 | 10.2621 | 0.000645 | 0 | -6.003e-05 | -0.0003 | 1.5 | 13.34% | 89.7379
3 | 5 | 19 | 30 | 100 | 100 | 0 | 0 | 0 | 0 | 1.5 | 13.34% | 0
3 | 5 | 20 | 30 | 100 | 100 | 0 | 0 | 0 | 0 | 1.5 | 13.34% | 0
3 | 5 | 21 | 30 | 100 | 100 | 0 | 0 | 0 | 0 | 1.5 | 13.34% | 0
3 | 5 | 22 | 30 | 100 | 100 | 0 | 0 | 0 | 0 | 1.5 | 13.34% | 0
3 | 5 | 23 | 30 | 100 | 100 | 0 | 0 | 0 | 0 | 1.5 | 13.34% | 0
3 | 6 | 0 | 30 | 100 | 100 | 0 | 0 | 0 | 0 | 1.5 | 13.34% | 0
3 | 6 | 1 | 30 | 100 | 100 | 0 | 0 | 0 | 0 | 1.5 | 13.34% | 0
3 | 6 | 2 | 30 | 100 | 100 | 0 | 0 | 0 | 0 | 1.5 | 13.34% | 0
3 | 6 | 3 | 30 | 100 | 100 | 0 | 0 | 0 | 0 | 1.5 | 13.34% | 0
3 | 6 | 4 | 30 | 100 | 100 | 0 | 0 | 0 | 0 | 1.5 | 13.34% | 0
3 | 6 | 5 | 30 | 100 | 100 | 0 | 0 | 0 | 0 | 1.5 | 13.34% | 0
3 | 6 | 6 | 30 | 89.444 | 10.1417 | 0.001456 | 0 | -0.00013407 | -0.00067 | 1.5 | 13.34% | 79.3023
3 | 6 | 7 | 30 | 88.958 | 79.3535 | 0.039601 | -0.03 | -0.0007944 | -0.00397 | 1.5 | 13.34% | 9.6045
3 | 6 | 8 | 30 | 70.609 | 58.887 | 0.09158 | -0.05225 | -0.0010565 | -0.00528 | 1.5 | 13.34% | 11.722
3 | 6 | 9 | 30 | 34.533 | 28.3073 | 0.13727 | -0.03705 | -0.0014087 | -0.00704 | 1.5 | 13.34% | 6.2257
3 | 6 | 10 | 30 | 12.053 | 7.5744 | 0.17244 | -0.01118 | -0.0017489 | -0.00874 | 1.5 | 13.34% | 4.4786
3 | 6 | 11 | 30 | 0 | 1.1177 | 0.19208 | 0 | -0.0021231 | -0.01061 | 1.5 | 13.34% | 1.1177
3 | 6 | 12 | 30 | 0 | 1.1467 | 0.19804 | 0 | -0.0022451 | -0.01122 | 1.5 | 13.34% | 1.1467
3 | 6 | 13 | 30 | 0 | 3.6372 | 0.19026 | -0.00478 | -0.002065 | -0.01032 | 1.5 | 13.34% | 3.6372
3 | 6 | 14 | 30 | 15.116 | 22.9492 | 0.16747 | -0.0363 | -0.0017349 | -0.00867 | 1.5 | 13.34% | 7.8332
3 | 6 | 15 | 30 | 39.14 | 52.418 | 0.13012 | -0.06605 | -0.0014147 | -0.00707 | 1.5 | 13.34% | 13.278
3 | 6 | 16 | 30 | 79.179 | 83.1708 | 0.08314 | -0.06718 | -0.0010745 | -0.00537 | 1.5 | 13.34% | 3.9918
3 | 6 | 17 | 30 | 89.458 | 76.6826 | 0.03213 | -0.02333 | -0.00074037 | -0.0037 | 1.5 | 13.34% | 12.7754
3 | 6 | 18 | 30 | 100 | 10.2217 | 0.000561 | 0 | -5.2026e-05 | -0.00026 | 1.5 | 13.34% | 89.7783
3 | 6 | 19 | 30 | 100 | 100 | 0 | 0 | 0 | 0 | 1.5 | 13.34% | 0
3 | 6 | 20 | 30 | 100 | 100 | 0 | 0 | 0 | 0 | 1.5 | 13.34% | 0
3 | 6 | 21 | 30 | 100 | 100 | 0 | 0 | 0 | 0 | 1.5 | 13.34% | 0
3 | 6 | 22 | 30 | 100 | 100 | 0 | 0 | 0 | 0 | 1.5 | 13.34% | 0
3 | 6 | 23 | 30 | 100 | 100 | 0 | 0 | 0 | 0 | 1.5 | 13.34% | 0
3 | 7 | 0 | 30 | 100 | 100 | 0 | 0 | 0 | 0 | 1.5 | 13.34% | 0
3 | 7 | 1 | 30 | 100 | 100 | 0 | 0 | 0 | 0 | 1.5 | 13.34% | 0
3 | 7 | 2 | 30 | 100 | 100 | 0 | 0 | 0 | 0 | 1.5 | 13.34% | 0
3 | 7 | 3 | 30 | 100 | 100 | 0 | 0 | 0 | 0 | 1.5 | 13.34% | 0
3 | 7 | 4 | 30 | 100 | 100 | 0 | 0 | 0 | 0 | 1.5 | 13.34% | 0
3 | 7 | 5 | 30 | 100 | 100 | 0 | 0 | 0 | 0 | 1.5 | 13.34% | 0
3 | 7 | 6 | 30 | 90.014 | 9.8979 | 0.000511 | 0 | -4.6023e-05 | -0.00023 | 1.5 | 13.34% | 80.1161
3 | 7 | 7 | 30 | 89.757 | 11.268 | 0.009038 | -0.00011 | -0.00081641 | -0.00408 | 1.5 | 13.34% | 78.489
3 | 7 | 8 | 30 | 71.177 | 13.2117 | 0.031607 | -0.00107 | -0.0027434 | -0.01371 | 1.5 | 13.34% | 57.9653
3 | 7 | 9 | 30 | 34.689 | 10.9812 | 0.039711 | -0.00049 | -0.0034877 | -0.01743 | 1.5 | 13.34% | 23.7078
3 | 7 | 10 | 30 | 12.082 | 9.9906 | 0.043083 | -9.39e-05 | -0.0038279 | -0.01913 | 1.5 | 13.34% | 2.0914
3 | 7 | 11 | 30 | 0 | 9.8153 | 0.04482 | 0 | -0.004006 | -0.02002 | 1.5 | 13.34% | 9.8153
3 | 7 | 12 | 30 | 0 | 9.6129 | 0.058251 | 0 | -0.0051086 | -0.02553 | 1.5 | 13.34% | 9.6129
3 | 7 | 13 | 30 | 0 | 9.9321 | 0.040769 | -2.15e-05 | -0.0036638 | -0.01831 | 1.5 | 13.34% | 9.9321
3 | 7 | 14 | 30 | 15.368 | 10.7733 | 0.062954 | -0.00068 | -0.0055088 | -0.02753 | 1.5 | 13.34% | 4.5947
3 | 7 | 15 | 30 | 39.556 | 12.6487 | 0.041824 | -0.00119 | -0.0036398 | -0.01819 | 1.5 | 13.34% | 26.9073
3 | 7 | 16 | 30 | 80.187 | 12.9926 | 0.022862 | -0.00068 | -0.002027 | -0.01013 | 1.5 | 13.34% | 67.1944
3 | 7 | 17 | 30 | 90.311 | 33.0832 | 0.020494 | -0.0049 | -0.0014127 | -0.00706 | 1.5 | 13.34% | 57.2278
3 | 7 | 18 | 30 | 100 | 10.1229 | 0.001502 | 0 | -0.00013807 | -0.00069 | 1.5 | 13.34% | 89.8771
3 | 7 | 19 | 30 | 100 | 100 | 0 | 0 | 0 | 0 | 1.5 | 13.34% | 0
3 | 7 | 20 | 30 | 100 | 100 | 0 | 0 | 0 | 0 | 1.5 | 13.34% | 0
3 | 7 | 21 | 30 | 100 | 100 | 0 | 0 | 0 | 0 | 1.5 | 13.34% | 0
3 | 7 | 22 | 30 | 100 | 100 | 0 | 0 | 0 | 0 | 1.5 | 13.34% | 0
3 | 7 | 23 | 30 | 100 | 100 | 0 | 0 | 0 | 0 | 1.5 | 13.34% | 0
3 | 8 | 0 | 30 | 100 | 100 | 0 | 0 | 0 | 0 | 1.5 | 13.34% | 0
3 | 8 | 1 | 30 | 100 | 100 | 0 | 0 | 0 | 0 | 1.5 | 13.34% | 0
3 | 8 | 2 | 30 | 100 | 100 | 0 | 0 | 0 | 0 | 1.5 | 13.34% | 0
3 | 8 | 3 | 30 | 100 | 100 | 0 | 0 | 0 | 0 | 1.5 | 13.34% | 0
3 | 8 | 4 | 30 | 100 | 100 | 0 | 0 | 0 | 0 | 1.5 | 13.34% | 0
3 | 8 | 5 | 30 | 100 | 100 | 0 | 0 | 0 | 0 | 1.5 | 13.34% | 0
3 | 8 | 6 | 30 | 90.592 | 10.0839 | 0.000983 | 0 | -9.0045e-05 | -0.00045 | 1.5 | 13.34% | 80.5081
3 | 8 | 7 | 30 | 90.515 | 31.5016 | 0.023801 | -0.00529 | -0.0016788 | -0.00839 | 1.5 | 13.34% | 59.0134
3 | 8 | 8 | 30 | 71.575 | 27.8876 | 0.050888 | -0.01001 | -0.0032696 | -0.01634 | 1.5 | 13.34% | 43.6874
3 | 8 | 9 | 30 | 34.833 | 16.4303 | 0.073564 | -0.0065 | -0.0047984 | -0.02398 | 1.5 | 13.34% | 18.4027
3 | 8 | 10 | 30 | 12.096 | 9.4662 | 0.084969 | -0.00131 | -0.0061511 | -0.03074 | 1.5 | 13.34% | 2.6298
3 | 8 | 11 | 30 | 0 | 8.9187 | 0.085701 | 0 | -0.0070175 | -0.03507 | 1.5 | 13.34% | 8.9187
3 | 8 | 12 | 30 | 0 | 8.749 | 0.09051 | 0 | -0.0072816 | -0.03639 | 1.5 | 13.34% | 8.749
3 | 8 | 13 | 30 | 0 | 9.1613 | 0.085614 | -0.00029 | -0.0069195 | -0.03458 | 1.5 | 13.34% | 9.1613
3 | 8 | 14 | 30 | 15.536 | 11.9533 | 0.074265 | -0.00217 | -0.005991 | -0.02994 | 1.5 | 13.34% | 3.5827
3 | 8 | 15 | 30 | 39.937 | 18.9404 | 0.061331 | -0.00609 | -0.0046463 | -0.02322 | 1.5 | 13.34% | 20.9966
3 | 8 | 16 | 30 | 81.241 | 20.1233 | 0.037117 | -0.00383 | -0.0030295 | -0.01514 | 1.5 | 13.34% | 61.1177
3 | 8 | 17 | 30 | 90.937 | 22.006 | 0.017558 | -0.00215 | -0.0014047 | -0.00702 | 1.5 | 13.34% | 68.931
3 | 8 | 18 | 30 | 100 | 10.0369 | 0.000351 | 0 | -3.2016e-05 | -0.00016 | 1.5 | 13.34% | 89.9631
3 | 8 | 19 | 30 | 100 | 100 | 0 | 0 | 0 | 0 | 1.5 | 13.34% | 0
3 | 8 | 20 | 30 | 100 | 100 | 0 | 0 | 0 | 0 | 1.5 | 13.34% | 0
3 | 8 | 21 | 30 | 100 | 100 | 0 | 0 | 0 | 0 | 1.5 | 13.34% | 0
3 | 8 | 22 | 30 | 100 | 100 | 0 | 0 | 0 | 0 | 1.5 | 13.34% | 0
3 | 8 | 23 | 30 | 100 | 100 | 0 | 0 | 0 | 0 | 1.5 | 13.34% | 0
3 | 9 | 0 | 30 | 100 | 100 | 0 | 0 | 0 | 0 | 1.5 | 13.34% | 0
3 | 9 | 1 | 30 | 100 | 100 | 0 | 0 | 0 | 0 | 1.5 | 13.34% | 0
3 | 9 | 2 | 30 | 100 | 100 | 0 | 0 | 0 | 0 | 1.5 | 13.34% | 0
3 | 9 | 3 | 30 | 100 | 100 | 0 | 0 | 0 | 0 | 1.5 | 13.34% | 0
3 | 9 | 4 | 30 | 100 | 100 | 0 | 0 | 0 | 0 | 1.5 | 13.34% | 0
3 | 9 | 5 | 30 | 100 | 100 | 0 | 0 | 0 | 0 | 1.5 | 13.34% | 0
3 | 9 | 6 | 30 | 91.377 | 10.1322 | 0.00174 | 0 | -0.00016008 | -0.0008 | 1.5 | 13.34% | 81.2448
3 | 9 | 7 | 30 | 91.374 | 72.5479 | 0.036834 | -0.02492 | -0.0010445 | -0.00522 | 1.5 | 13.34% | 18.8261
3 | 9 | 8 | 30 | 72.046 | 56.2507 | 0.08431 | -0.04498 | -0.0015648 | -0.00782 | 1.5 | 13.34% | 15.7953
3 | 9 | 9 | 30 | 35.005 | 28.0408 | 0.12655 | -0.03278 | -0.0021131 | -0.01056 | 1.5 | 13.34% | 6.9642
3 | 9 | 10 | 30 | 12.134 | 7.9814 | 0.15359 | -0.00905 | -0.0029715 | -0.01485 | 1.5 | 13.34% | 4.1526
3 | 9 | 11 | 30 | 0 | 2.4305 | 0.16461 | 0 | -0.003906 | -0.01952 | 1.5 | 13.34% | 2.4305
3 | 9 | 12 | 30 | 0 | 3.1493 | 0.15795 | 0 | -0.0048224 | -0.0241 | 1.5 | 13.34% | 3.1493
3 | 9 | 13 | 30 | 0 | 5.1771 | 0.14986 | -0.00288 | -0.0046383 | -0.02318 | 1.5 | 13.34% | 5.1771
3 | 9 | 14 | 30 | 15.756 | 20.2593 | 0.12554 | -0.02019 | -0.0043602 | -0.02179 | 1.5 | 13.34% | 4.5033
3 | 9 | 15 | 30 | 40.437 | 38.1039 | 0.092322 | -0.03003 | -0.0037279 | -0.01863 | 1.5 | 13.34% | 2.3331
3 | 9 | 16 | 30 | 82.285 | 60.4562 | 0.061551 | -0.03332 | -0.0024252 | -0.01212 | 1.5 | 13.34% | 21.8288
3 | 9 | 17 | 30 | 91.842 | 58.2514 | 0.026395 | -0.01358 | -0.0011346 | -0.00567 | 1.5 | 13.34% | 33.5906
3 | 9 | 18 | 30 | 100 | 10.1751 | 0.000325 | 0 | -3.0015e-05 | -0.00015 | 1.5 | 13.34% | 89.8249
3 | 9 | 19 | 30 | 100 | 100 | 0 | 0 | 0 | 0 | 1.5 | 13.34% | 0
3 | 9 | 20 | 30 | 100 | 100 | 0 | 0 | 0 | 0 | 1.5 | 13.34% | 0
3 | 9 | 21 | 30 | 100 | 100 | 0 | 0 | 0 | 0 | 1.5 | 13.34% | 0
3 | 9 | 22 | 30 | 100 | 100 | 0 | 0 | 0 | 0 | 1.5 | 13.34% | 0
3 | 9 | 23 | 30 | 100 | 100 | 0 | 0 | 0 | 0 | 1.5 | 13.34% | 0
3 | 10 | 0 | 30 | 100 | 100 | 0 | 0 | 0 | 0 | 1.5 | 13.34% | 0
3 | 10 | 1 | 30 | 100 | 100 | 0 | 0 | 0 | 0 | 1.5 | 13.34% | 0
3 | 10 | 2 | 30 | 100 | 100 | 0 | 0 | 0 | 0 | 1.5 | 13.34% | 0
3 | 10 | 3 | 30 | 100 | 100 | 0 | 0 | 0 | 0 | 1.5 | 13.34% | 0
3 | 10 | 4 | 30 | 100 | 100 | 0 | 0 | 0 | 0 | 1.5 | 13.34% | 0
3 | 10 | 5 | 30 | 100 | 100 | 0 | 0 | 0 | 0 | 1.5 | 13.34% | 0
3 | 10 | 6 | 30 | 92.764 | 10.1139 | 0.000915 | 0 | -8.4042e-05 | -0.00042 | 1.5 | 13.34% | 82.6501
3 | 10 | 7 | 30 | 92.015 | 42.2261 | 0.027162 | -0.00915 | -0.0016308 | -0.00815 | 1.5 | 13.34% | 49.7889
3 | 10 | 8 | 30 | 72.441 | 35.272 | 0.05811 | -0.01632 | -0.0030875 | -0.01543 | 1.5 | 13.34% | 37.169
3 | 10 | 9 | 30 | 35.127 | 19.0541 | 0.082373 | -0.01024 | -0.0045823 | -0.0229 | 1.5 | 13.34% | 16.0729
3 | 10 | 10 | 30 | 12.176 | 8.8141 | 0.1104 | -0.00378 | -0.0054687 | -0.02733 | 1.5 | 13.34% | 3.3619
3 | 10 | 11 | 30 | 0 | 6.0389 | 0.11493 | 0 | -0.0065453 | -0.03271 | 1.5 | 13.34% | 6.0389
3 | 10 | 12 | 30 | 0 | 6.0276 | 0.11904 | 0 | -0.0067674 | -0.03382 | 1.5 | 13.34% | 6.0276
3 | 10 | 13 | 30 | 0 | 7.3544 | 0.11083 | -0.00115 | -0.0065213 | -0.03259 | 1.5 | 13.34% | 7.3544
3 | 10 | 14 | 30 | 15.975 | 16.8903 | 0.10146 | -0.0107 | -0.0055068 | -0.02752 | 1.5 | 13.34% | 0.91526
3 | 10 | 15 | 30 | 40.77 | 31.6254 | 0.080525 | -0.01988 | -0.0042441 | -0.02121 | 1.5 | 13.34% | 9.1446
3 | 10 | 16 | 30 | 83.245 | 45.3056 | 0.051408 | -0.01913 | -0.0028634 | -0.01431 | 1.5 | 13.34% | 37.9394
3 | 10 | 17 | 30 | 92.467 | 38.9734 | 0.021607 | -0.00653 | -0.0013607 | -0.0068 | 1.5 | 13.34% | 53.4936
3 | 10 | 18 | 30 | 100 | 10.0775 | 0.000306 | 0 | -2.8014e-05 | -0.00014 | 1.5 | 13.34% | 89.9225
3 | 10 | 19 | 30 | 100 | 100 | 0 | 0 | 0 | 0 | 1.5 | 13.34% | 0
3 | 10 | 20 | 30 | 100 | 100 | 0 | 0 | 0 | 0 | 1.5 | 13.34% | 0
3 | 10 | 21 | 30 | 100 | 100 | 0 | 0 | 0 | 0 | 1.5 | 13.34% | 0
3 | 10 | 22 | 30 | 100 | 100 | 0 | 0 | 0 | 0 | 1.5 | 13.34% | 0
3 | 10 | 23 | 30 | 100 | 100 | 0 | 0 | 0 | 0 | 1.5 | 13.34% | 0
3 | 11 | 0 | 30 | 100 | 100 | 0 | 0 | 0 | 0 | 1.5 | 13.34% | 0
3 | 11 | 1 | 30 | 100 | 100 | 0 | 0 | 0 | 0 | 1.5 | 13.34% | 0
3 | 11 | 2 | 30 | 100 | 100 | 0 | 0 | 0 | 0 | 1.5 | 13.34% | 0
3 | 11 | 3 | 30 | 100 | 100 | 0 | 0 | 0 | 0 | 1.5 | 13.34% | 0
3 | 11 | 4 | 30 | 100 | 100 | 0 | 0 | 0 | 0 | 1.5 | 13.34% | 0
3 | 11 | 5 | 30 | 100 | 100 | 0 | 0 | 0 | 0 | 1.5 | 13.34% | 0
3 | 11 | 6 | 30 | 92.625 | 10.0777 | 0.007475 | 0 | -0.00068434 | -0.00342 | 1.5 | 13.34% | 82.5473
3 | 11 | 7 | 30 | 92.807 | 83.4765 | 0.052989 | -0.04264 | -0.00086843 | -0.00434 | 1.5 | 13.34% | 9.3305
3 | 11 | 8 | 30 | 72.933 | 60.2565 | 0.12149 | -0.07073 | -0.0015448 | -0.00772 | 1.5 | 13.34% | 12.6765
3 | 11 | 9 | 30 | 35.331 | 29.7295 | 0.1819 | -0.05163 | -0.0018869 | -0.00943 | 1.5 | 13.34% | 5.6015
3 | 11 | 10 | 30 | 12.105 | 7.781 | 0.22782 | -0.01557 | -0.002001 | -0.01 | 1.5 | 13.34% | 4.324
3 | 11 | 11 | 30 | 0 | 9.5826 | 0.074689 | 0 | -0.0065313 | -0.03264 | 1.5 | 13.34% | 9.5826
3 | 11 | 12 | 30 | 0 | 0.66637 | 0.22611 | 0 | -0.0014967 | -0.00748 | 1.5 | 13.34% | 0.66637
3 | 11 | 13 | 30 | 0 | 3.521 | 0.25278 | -0.0068 | -0.002029 | -0.01014 | 1.5 | 13.34% | 3.521
3 | 11 | 14 | 30 | 16.2 | 24.4797 | 0.22182 | -0.05179 | -0.002017 | -0.01008 | 1.5 | 13.34% | 8.2797
3 | 11 | 15 | 30 | 41.261 | 51.079 | 0.12231 | -0.05976 | -0.0017969 | -0.00898 | 1.5 | 13.34% | 9.818
3 | 11 | 16 | 30 | 84.481 | 10.0647 | 0.008184 | 0 | -0.00074837 | -0.00374 | 1.5 | 13.34% | 74.4163
3 | 11 | 17 | 30 | 93.258 | 10.0926 | 0.003667 | 0 | -0.00033617 | -0.00168 | 1.5 | 13.34% | 83.1654
3 | 11 | 18 | 30 | 100 | 10.0775 | 0.000306 | 0 | -2.8014e-05 | -0.00014 | 1.5 | 13.34% | 89.9225
3 | 11 | 19 | 30 | 100 | 100 | 0 | 0 | 0 | 0 | 1.5 | 13.34% | 0
3 | 11 | 20 | 30 | 100 | 100 | 0 | 0 | 0 | 0 | 1.5 | 13.34% | 0
3 | 11 | 21 | 30 | 100 | 100 | 0 | 0 | 0 | 0 | 1.5 | 13.34% | 0
3 | 11 | 22 | 30 | 100 | 100 | 0 | 0 | 0 | 0 | 1.5 | 13.34% | 0
3 | 11 | 23 | 30 | 100 | 100 | 0 | 0 | 0 | 0 | 1.5 | 13.34% | 0
3 | 12 | 0 | 30 | 100 | 100 | 0 | 0 | 0 | 0 | 1.5 | 13.34% | 0
3 | 12 | 1 | 30 | 100 | 100 | 0 | 0 | 0 | 0 | 1.5 | 13.34% | 0
3 | 12 | 2 | 30 | 100 | 100 | 0 | 0 | 0 | 0 | 1.5 | 13.34% | 0
3 | 12 | 3 | 30 | 100 | 100 | 0 | 0 | 0 | 0 | 1.5 | 13.34% | 0
3 | 12 | 4 | 30 | 100 | 100 | 0 | 0 | 0 | 0 | 1.5 | 13.34% | 0
3 | 12 | 5 | 30 | 100 | 100 | 0 | 0 | 0 | 0 | 1.5 | 13.34% | 0
3 | 12 | 6 | 30 | 93.897 | 10.0791 | 0.004939 | 0 | -0.00045223 | -0.00226 | 1.5 | 13.34% | 83.8179
3 | 12 | 7 | 30 | 93.594 | 83.0781 | 0.054798 | -0.04384 | -0.00092046 | -0.0046 | 1.5 | 13.34% | 10.5159
3 | 12 | 8 | 30 | 73.332 | 61.096 | 0.10426 | -0.0618 | -0.0011786 | -0.00589 | 1.5 | 13.34% | 12.236
3 | 12 | 9 | 30 | 35.524 | 27.6378 | 0.12226 | -0.03072 | -0.0024052 | -0.01202 | 1.5 | 13.34% | 7.8862
3 | 12 | 10 | 30 | 12.102 | 7.8319 | 0.17084 | -0.01141 | -0.0018269 | -0.00913 | 1.5 | 13.34% | 4.2701
3 | 12 | 11 | 30 | 0 | 0.7124 | 0.22659 | 0 | -0.0016028 | -0.00801 | 1.5 | 13.34% | 0.7124
3 | 12 | 12 | 30 | 0 | 4.1324 | 0.143 | 0 | -0.0056748 | -0.02836 | 1.5 | 13.34% | 4.1324
3 | 12 | 13 | 30 | 0 | 9.7298 | 0.072765 | -9.54e-05 | -0.0063652 | -0.03181 | 1.5 | 13.34% | 9.7298
3 | 12 | 14 | 30 | 16.397 | 10.0775 | 0.0153 | 0 | -0.0014007 | -0.007 | 1.5 | 13.34% | 6.3195
3 | 12 | 15 | 30 | 41.73 | 10.0776 | 0.012218 | 0 | -0.0011186 | -0.00559 | 1.5 | 13.34% | 31.6524
3 | 12 | 16 | 30 | 85.589 | 10.0618 | 0.008208 | 0 | -0.00075037 | -0.00375 | 1.5 | 13.34% | 75.5272
3 | 12 | 17 | 30 | 94.02 | 34.5352 | 0.020223 | -0.00514 | -0.0013707 | -0.00685 | 1.5 | 13.34% | 59.4848
3 | 12 | 18 | 30 | 100 | 10.12 | 0.001829 | 0 | -0.00016808 | -0.00084 | 1.5 | 13.34% | 89.88
3 | 12 | 19 | 30 | 100 | 100 | 0 | 0 | 0 | 0 | 1.5 | 13.34% | 0
3 | 12 | 20 | 30 | 100 | 100 | 0 | 0 | 0 | 0 | 1.5 | 13.34% | 0
3 | 12 | 21 | 30 | 100 | 100 | 0 | 0 | 0 | 0 | 1.5 | 13.34% | 0
3 | 12 | 22 | 30 | 100 | 100 | 0 | 0 | 0 | 0 | 1.5 | 13.34% | 0
3 | 12 | 23 | 30 | 100 | 100 | 0 | 0 | 0 | 0 | 1.5 | 13.34% | 0
3 | 13 | 0 | 30 | 100 | 100 | 0 | 0 | 0 | 0 | 1.5 | 13.34% | 0
3 | 13 | 1 | 30 | 100 | 100 | 0 | 0 | 0 | 0 | 1.5 | 13.34% | 0
3 | 13 | 2 | 30 | 100 | 100 | 0 | 0 | 0 | 0 | 1.5 | 13.34% | 0
3 | 13 | 3 | 30 | 100 | 100 | 0 | 0 | 0 | 0 | 1.5 | 13.34% | 0
3 | 13 | 4 | 30 | 100 | 100 | 0 | 0 | 0 | 0 | 1.5 | 13.34% | 0
3 | 13 | 5 | 30 | 100 | 100 | 0 | 0 | 0 | 0 | 1.5 | 13.34% | 0
3 | 13 | 6 | 30 | 93.868 | 10.1147 | 0.001917 | 0 | -0.00017609 | -0.00088 | 1.5 | 13.34% | 83.7533
3 | 13 | 7 | 30 | 94.265 | 88.896 | 0.043948 | -0.03821 | -0.00045423 | -0.00227 | 1.5 | 13.34% | 5.369
3 | 13 | 8 | 30 | 73.855 | 65.7562 | 0.10076 | -0.06544 | -0.00049225 | -0.00246 | 1.5 | 13.34% | 8.0988
3 | 13 | 9 | 30 | 35.575 | 30.3748 | 0.14981 | -0.04378 | -0.0013227 | -0.00661 | 1.5 | 13.34% | 5.2002
3 | 13 | 10 | 30 | 12.159 | 7.829 | 0.18732 | -0.01317 | -0.0013867 | -0.00693 | 1.5 | 13.34% | 4.33
3 | 13 | 11 | 30 | 0 | 0.66394 | 0.20994 | 0 | -0.0013847 | -0.00692 | 1.5 | 13.34% | 0.66394
3 | 13 | 12 | 30 | 0 | 0.64079 | 0.21622 | 0 | -0.0013767 | -0.00688 | 1.5 | 13.34% | 0.64079
3 | 13 | 13 | 30 | 0 | 3.4734 | 0.20563 | -0.00572 | -0.0013747 | -0.00687 | 1.5 | 13.34% | 3.4734
3 | 13 | 14 | 30 | 16.622 | 25.8598 | 0.17971 | -0.04475 | -0.0013687 | -0.00684 | 1.5 | 13.34% | 9.2378
3 | 13 | 15 | 30 | 42.201 | 55.2201 | 0.13924 | -0.07491 | -0.0012746 | -0.00637 | 1.5 | 13.34% | 13.0191
3 | 13 | 16 | 30 | 86.535 | 90.8539 | 0.088159 | -0.07908 | -0.00053227 | -0.00266 | 1.5 | 13.34% | 4.3189
3 | 13 | 17 | 30 | 94.866 | 85.8863 | 0.032231 | -0.02686 | -0.00044222 | -0.00221 | 1.5 | 13.34% | 8.9797
3 | 13 | 18 | 30 | 100 | 10.2097 | 0.000432 | 0 | -4.002e-05 | -0.0002 | 1.5 | 13.34% | 89.7903
3 | 13 | 19 | 30 | 100 | 100 | 0 | 0 | 0 | 0 | 1.5 | 13.34% | 0
3 | 13 | 20 | 30 | 100 | 100 | 0 | 0 | 0 | 0 | 1.5 | 13.34% | 0
3 | 13 | 21 | 30 | 100 | 100 | 0 | 0 | 0 | 0 | 1.5 | 13.34% | 0
3 | 13 | 22 | 30 | 100 | 100 | 0 | 0 | 0 | 0 | 1.5 | 13.34% | 0
3 | 13 | 23 | 30 | 100 | 100 | 0 | 0 | 0 | 0 | 1.5 | 13.34% | 0
3 | 14 | 0 | 30 | 100 | 100 | 0 | 0 | 0 | 0 | 1.5 | 13.34% | 0
3 | 14 | 1 | 30 | 100 | 100 | 0 | 0 | 0 | 0 | 1.5 | 13.34% | 0
3 | 14 | 2 | 30 | 100 | 100 | 0 | 0 | 0 | 0 | 1.5 | 13.34% | 0
3 | 14 | 3 | 30 | 100 | 100 | 0 | 0 | 0 | 0 | 1.5 | 13.34% | 0
3 | 14 | 4 | 30 | 100 | 100 | 0 | 0 | 0 | 0 | 1.5 | 13.34% | 0
3 | 14 | 5 | 30 | 100 | 100 | 0 | 0 | 0 | 0 | 1.5 | 13.34% | 0
3 | 14 | 6 | 30 | 95.934 | 10.0739 | 0.001771 | 0 | -0.00016208 | -0.00081 | 1.5 | 13.34% | 85.8601
3 | 14 | 7 | 30 | 95.154 | 82.6638 | 0.041067 | -0.03265 | -0.00071035 | -0.00355 | 1.5 | 13.34% | 12.4902
3 | 14 | 8 | 30 | 74.315 | 63.313 | 0.094839 | -0.05865 | -0.00085443 | -0.00427 | 1.5 | 13.34% | 11.002
3 | 14 | 9 | 30 | 35.757 | 30.6717 | 0.14266 | -0.04236 | -0.0010685 | -0.00534 | 1.5 | 13.34% | 5.0853
3 | 14 | 10 | 30 | 12.189 | 7.8272 | 0.17915 | -0.01262 | -0.0013006 | -0.0065 | 1.5 | 13.34% | 4.3618
3 | 14 | 11 | 30 | 0 | 0.71272 | 0.20217 | 0 | -0.0014307 | -0.00715 | 1.5 | 13.34% | 0.71272
3 | 14 | 12 | 30 | 0 | 0.69202 | 0.20934 | 0 | -0.0014387 | -0.00719 | 1.5 | 13.34% | 0.69202
3 | 14 | 13 | 30 | 0 | 3.4763 | 0.19951 | -0.00554 | -0.0013487 | -0.00674 | 1.5 | 13.34% | 3.4763
3 | 14 | 14 | 30 | 16.869 | 26.0761 | 0.17471 | -0.04416 | -0.0011086 | -0.00554 | 1.5 | 13.34% | 9.2071
3 | 14 | 15 | 30 | 42.668 | 56.7641 | 0.13614 | -0.07598 | -0.00082841 | -0.00414 | 1.5 | 13.34% | 14.0961
3 | 14 | 16 | 30 | 87.798 | 89.6876 | 0.085984 | -0.07591 | -0.00063632 | -0.00318 | 1.5 | 13.34% | 1.8896
3 | 14 | 17 | 30 | 95.512 | 83.913 | 0.031226 | -0.02529 | -0.00049625 | -0.00248 | 1.5 | 13.34% | 11.599
3 | 14 | 18 | 30 | 100 | 10.099 | 0.000589 | 0 | -5.4027e-05 | -0.00027 | 1.5 | 13.34% | 89.901
3 | 14 | 19 | 30 | 100 | 100 | 0 | 0 | 0 | 0 | 1.5 | 13.34% | 0
3 | 14 | 20 | 30 | 100 | 100 | 0 | 0 | 0 | 0 | 1.5 | 13.34% | 0
3 | 14 | 21 | 30 | 100 | 100 | 0 | 0 | 0 | 0 | 1.5 | 13.34% | 0
3 | 14 | 22 | 30 | 100 | 100 | 0 | 0 | 0 | 0 | 1.5 | 13.34% | 0
3 | 14 | 23 | 30 | 100 | 100 | 0 | 0 | 0 | 0 | 1.5 | 13.34% | 0
3 | 15 | 0 | 30 | 100 | 100 | 0 | 0 | 0 | 0 | 1.5 | 13.34% | 0
3 | 15 | 1 | 30 | 100 | 100 | 0 | 0 | 0 | 0 | 1.5 | 13.34% | 0
3 | 15 | 2 | 30 | 100 | 100 | 0 | 0 | 0 | 0 | 1.5 | 13.34% | 0
3 | 15 | 3 | 30 | 100 | 100 | 0 | 0 | 0 | 0 | 1.5 | 13.34% | 0
3 | 15 | 4 | 30 | 100 | 100 | 0 | 0 | 0 | 0 | 1.5 | 13.34% | 0
3 | 15 | 5 | 30 | 100 | 100 | 0 | 0 | 0 | 0 | 1.5 | 13.34% | 0
3 | 15 | 6 | 30 | 95.934 | 10.1119 | 0.00207 | 0 | -0.00019009 | -0.00095 | 1.5 | 13.34% | 85.8221
3 | 15 | 7 | 30 | 95.848 | 93.836 | 0.046372 | -0.04299 | -0.00027013 | -0.00135 | 1.5 | 13.34% | 2.012
3 | 15 | 8 | 30 | 74.675 | 62.3615 | 0.10832 | -0.0655 | -0.0012626 | -0.00631 | 1.5 | 13.34% | 12.3135
3 | 15 | 9 | 30 | 35.869 | 30.2335 | 0.16215 | -0.04703 | -0.0015308 | -0.00765 | 1.5 | 13.34% | 5.6355
3 | 15 | 10 | 30 | 12.192 | 7.9244 | 0.20298 | -0.01434 | -0.0016168 | -0.00808 | 1.5 | 13.34% | 4.2676
3 | 15 | 11 | 30 | 0 | 0.71829 | 0.22755 | 0 | -0.0016228 | -0.00811 | 1.5 | 13.34% | 0.71829
3 | 15 | 12 | 30 | 0 | 0.69697 | 0.23504 | 0 | -0.0016268 | -0.00813 | 1.5 | 13.34% | 0.69697
3 | 15 | 13 | 30 | 0 | 3.5172 | 0.22405 | -0.00619 | -0.0016328 | -0.00816 | 1.5 | 13.34% | 3.5172
3 | 15 | 14 | 30 | 17.041 | 25.9993 | 0.19586 | -0.04888 | -0.0016208 | -0.0081 | 1.5 | 13.34% | 8.9583
3 | 15 | 15 | 30 | 43.144 | 54.8181 | 0.15224 | -0.08111 | -0.0015148 | -0.00757 | 1.5 | 13.34% | 11.6741
3 | 15 | 16 | 30 | 88.971 | 86.1372 | 0.096111 | -0.08056 | -0.0011966 | -0.00598 | 1.5 | 13.34% | 2.8338
3 | 15 | 17 | 30 | 96.351 | 93.8298 | 0.033806 | -0.03134 | -0.0001961 | -0.00098 | 1.5 | 13.34% | 2.5212
3 | 15 | 18 | 30 | 100 | 10.2329 | 0.000582 | 0 | -5.4027e-05 | -0.00027 | 1.5 | 13.34% | 89.7671
3 | 15 | 19 | 30 | 100 | 100 | 0 | 0 | 0 | 0 | 1.5 | 13.34% | 0
3 | 15 | 20 | 30 | 100 | 100 | 0 | 0 | 0 | 0 | 1.5 | 13.34% | 0
3 | 15 | 21 | 30 | 100 | 100 | 0 | 0 | 0 | 0 | 1.5 | 13.34% | 0
3 | 15 | 22 | 30 | 100 | 100 | 0 | 0 | 0 | 0 | 1.5 | 13.34% | 0
3 | 15 | 23 | 30 | 100 | 100 | 0 | 0 | 0 | 0 | 1.5 | 13.34% | 0
3 | 16 | 0 | 30 | 100 | 100 | 0 | 0 | 0 | 0 | 1.5 | 13.34% | 0
3 | 16 | 1 | 30 | 100 | 100 | 0 | 0 | 0 | 0 | 1.5 | 13.34% | 0
3 | 16 | 2 | 30 | 100 | 100 | 0 | 0 | 0 | 0 | 1.5 | 13.34% | 0
3 | 16 | 3 | 30 | 100 | 100 | 0 | 0 | 0 | 0 | 1.5 | 13.34% | 0
3 | 16 | 4 | 30 | 100 | 100 | 0 | 0 | 0 | 0 | 1.5 | 13.34% | 0
3 | 16 | 5 | 30 | 100 | 100 | 0 | 0 | 0 | 0 | 1.5 | 13.34% | 0
3 | 16 | 6 | 30 | 96.454 | 10.0933 | 0.002008 | 0 | -0.00018409 | -0.00092 | 1.5 | 13.34% | 86.3607
3 | 16 | 7 | 30 | 96.707 | 90.1607 | 0.044258 | -0.03907 | -0.00043822 | -0.00219 | 1.5 | 13.34% | 6.5463
3 | 16 | 8 | 30 | 75.137 | 62.6494 | 0.10252 | -0.06236 | -0.0011486 | -0.00574 | 1.5 | 13.34% | 12.4876
3 | 16 | 9 | 30 | 36.031 | 30.3276 | 0.15344 | -0.04473 | -0.0013847 | -0.00692 | 1.5 | 13.34% | 5.7034
3 | 16 | 10 | 30 | 12.199 | 7.9177 | 0.19249 | -0.01366 | -0.0014647 | -0.00732 | 1.5 | 13.34% | 4.2813
3 | 16 | 11 | 30 | 0 | 0.68493 | 0.21561 | 0 | -0.0014667 | -0.00733 | 1.5 | 13.34% | 0.68493
3 | 16 | 12 | 30 | 0 | 0.66324 | 0.22231 | 0 | -0.0014647 | -0.00732 | 1.5 | 13.34% | 0.66324
3 | 16 | 13 | 30 | 0 | 3.49 | 0.21134 | -0.00586 | -0.0014647 | -0.00732 | 1.5 | 13.34% | 3.49
3 | 16 | 14 | 30 | 17.303 | 26.0679 | 0.18438 | -0.04623 | -0.0014547 | -0.00727 | 1.5 | 13.34% | 8.7649
3 | 16 | 15 | 30 | 43.665 | 55.0674 | 0.14215 | -0.07619 | -0.0013467 | -0.00673 | 1.5 | 13.34% | 11.4024
3 | 16 | 16 | 30 | 90.012 | 93.3954 | 0.089244 | -0.08263 | -0.00037219 | -0.00186 | 1.5 | 13.34% | 3.3834
3 | 16 | 17 | 30 | 96.989 | 87.526 | 0.031157 | -0.02652 | -0.0004002 | -0.002 | 1.5 | 13.34% | 9.463
3 | 16 | 18 | 30 | 100 | 10.1179 | 0.000392 | 0 | -3.6018e-05 | -0.00018 | 1.5 | 13.34% | 89.8821
3 | 16 | 19 | 30 | 100 | 100 | 0 | 0 | 0 | 0 | 1.5 | 13.34% | 0
3 | 16 | 20 | 30 | 100 | 100 | 0 | 0 | 0 | 0 | 1.5 | 13.34% | 0
3 | 16 | 21 | 30 | 100 | 100 | 0 | 0 | 0 | 0 | 1.5 | 13.34% | 0
3 | 16 | 22 | 30 | 100 | 100 | 0 | 0 | 0 | 0 | 1.5 | 13.34% | 0
3 | 16 | 23 | 30 | 100 | 100 | 0 | 0 | 0 | 0 | 1.5 | 13.34% | 0
3 | 17 | 0 | 30 | 100 | 100 | 0 | 0 | 0 | 0 | 1.5 | 13.34% | 0
3 | 17 | 1 | 30 | 100 | 100 | 0 | 0 | 0 | 0 | 1.5 | 13.34% | 0
3 | 17 | 2 | 30 | 100 | 100 | 0 | 0 | 0 | 0 | 1.5 | 13.34% | 0
3 | 17 | 3 | 30 | 100 | 100 | 0 | 0 | 0 | 0 | 1.5 | 13.34% | 0
3 | 17 | 4 | 30 | 100 | 100 | 0 | 0 | 0 | 0 | 1.5 | 13.34% | 0
3 | 17 | 5 | 30 | 100 | 100 | 0 | 0 | 0 | 0 | 1.5 | 13.34% | 0
3 | 17 | 6 | 30 | 97.08 | 10.0353 | 0.002216 | 0 | -0.0002021 | -0.00101 | 1.5 | 13.34% | 87.0447
3 | 17 | 7 | 30 | 97.501 | 94.2731 | 0.046711 | -0.04355 | -0.00025012 | -0.00125 | 1.5 | 13.34% | 3.2279
3 | 17 | 8 | 30 | 75.463 | 62.3559 | 0.1081 | -0.06536 | -0.0012606 | -0.0063 | 1.5 | 13.34% | 13.1071
3 | 17 | 9 | 30 | 36.066 | 30.5372 | 0.16164 | -0.04737 | -0.0015248 | -0.00762 | 1.5 | 13.34% | 5.5288
3 | 17 | 10 | 30 | 12.196 | 8.0072 | 0.20168 | -0.01442 | -0.0016008 | -0.008 | 1.5 | 13.34% | 4.1888
3 | 17 | 11 | 30 | 0 | 0.71654 | 0.22585 | 0 | -0.0016068 | -0.00803 | 1.5 | 13.34% | 0.71654
3 | 17 | 12 | 30 | 0 | 0.69461 | 0.23293 | 0 | -0.0016068 | -0.00803 | 1.5 | 13.34% | 0.69461
3 | 17 | 13 | 30 | 0.006 | 3.56 | 0.22203 | -0.00623 | -0.0016168 | -0.00808 | 1.5 | 13.34% | 3.554
3 | 17 | 14 | 30 | 17.531 | 26.2654 | 0.19332 | -0.04876 | -0.0015968 | -0.00798 | 1.5 | 13.34% | 8.7344
3 | 17 | 15 | 30 | 44.115 | 55.3902 | 0.14942 | -0.08046 | -0.0014827 | -0.00741 | 1.5 | 13.34% | 11.2752
3 | 17 | 16 | 30 | 91.153 | 87.0064 | 0.094015 | -0.07961 | -0.0011706 | -0.00585 | 1.5 | 13.34% | 4.1466
3 | 17 | 17 | 30 | 97.744 | 93.4467 | 0.032612 | -0.03008 | -0.0002041 | -0.00102 | 1.5 | 13.34% | 4.2973
3 | 17 | 18 | 30 | 100 | 10.1673 | 0.000477 | 0 | -4.4022e-05 | -0.00022 | 1.5 | 13.34% | 89.8327
3 | 17 | 19 | 30 | 100 | 100 | 0 | 0 | 0 | 0 | 1.5 | 13.34% | 0
3 | 17 | 20 | 30 | 100 | 100 | 0 | 0 | 0 | 0 | 1.5 | 13.34% | 0
3 | 17 | 21 | 30 | 100 | 100 | 0 | 0 | 0 | 0 | 1.5 | 13.34% | 0
3 | 17 | 22 | 30 | 100 | 100 | 0 | 0 | 0 | 0 | 1.5 | 13.34% | 0
3 | 17 | 23 | 30 | 100 | 100 | 0 | 0 | 0 | 0 | 1.5 | 13.34% | 0
3 | 18 | 0 | 30 | 100 | 100 | 0 | 0 | 0 | 0 | 1.5 | 13.34% | 0
3 | 18 | 1 | 30 | 100 | 100 | 0 | 0 | 0 | 0 | 1.5 | 13.34% | 0
3 | 18 | 2 | 30 | 100 | 100 | 0 | 0 | 0 | 0 | 1.5 | 13.34% | 0
3 | 18 | 3 | 30 | 100 | 100 | 0 | 0 | 0 | 0 | 1.5 | 13.34% | 0
3 | 18 | 4 | 30 | 100 | 100 | 0 | 0 | 0 | 0 | 1.5 | 13.34% | 0
3 | 18 | 5 | 30 | 100 | 100 | 0 | 0 | 0 | 0 | 1.5 | 13.34% | 0
3 | 18 | 6 | 30 | 98.461 | 10.181 | 0.000628 | 0 | -5.8029e-05 | -0.00029 | 1.5 | 13.34% | 88.28
3 | 18 | 7 | 30 | 98.224 | 29.7543 | 0.024121 | -0.0049 | -0.0017549 | -0.00877 | 1.5 | 13.34% | 68.4697
3 | 18 | 8 | 30 | 75.977 | 27.5091 | 0.05057 | -0.00963 | -0.0033577 | -0.01678 | 1.5 | 13.34% | 48.4679
3 | 18 | 9 | 30 | 36.189 | 15.5911 | 0.06962 | -0.00516 | -0.0049265 | -0.02462 | 1.5 | 13.34% | 20.5979
3 | 18 | 10 | 30 | 12.123 | 9.2522 | 0.098544 | -0.00264 | -0.005929 | -0.02963 | 1.5 | 13.34% | 2.8708
3 | 18 | 11 | 30 | 0 | 6.1765 | 0.11341 | 0 | -0.0065973 | -0.03297 | 1.5 | 13.34% | 6.1765
3 | 18 | 12 | 30 | 0 | 7.2796 | 0.10501 | 0 | -0.0071256 | -0.03561 | 1.5 | 13.34% | 7.2796
3 | 18 | 13 | 30 | 0.011 | 8.4364 | 0.095172 | -0.00063 | -0.0068234 | -0.0341 | 1.5 | 13.34% | 8.4254
3 | 18 | 14 | 30 | 17.728 | 16.3288 | 0.093059 | -0.00858 | -0.0056868 | -0.02842 | 1.5 | 13.34% | 1.3992
3 | 18 | 15 | 30 | 44.62 | 27.3002 | 0.071225 | -0.01381 | -0.0044262 | -0.02212 | 1.5 | 13.34% | 17.3198
3 | 18 | 16 | 30 | 92.29 | 47.4182 | 0.050583 | -0.0199 | -0.0027714 | -0.01385 | 1.5 | 13.34% | 44.8718
3 | 18 | 17 | 30 | 98.568 | 43.5333 | 0.021227 | -0.00744 | -0.0012546 | -0.00627 | 1.5 | 13.34% | 55.0347
3 | 18 | 18 | 30 | 100 | 9.8738 | 0.000334 | 0 | -3.0015e-05 | -0.00015 | 1.5 | 13.34% | 90.1262
3 | 18 | 19 | 30 | 100 | 100 | 0 | 0 | 0 | 0 | 1.5 | 13.34% | 0
3 | 18 | 20 | 30 | 100 | 100 | 0 | 0 | 0 | 0 | 1.5 | 13.34% | 0
3 | 18 | 21 | 30 | 100 | 100 | 0 | 0 | 0 | 0 | 1.5 | 13.34% | 0
3 | 18 | 22 | 30 | 100 | 100 | 0 | 0 | 0 | 0 | 1.5 | 13.34% | 0
3 | 18 | 23 | 30 | 100 | 100 | 0 | 0 | 0 | 0 | 1.5 | 13.34% | 0
3 | 19 | 0 | 30 | 100 | 100 | 0 | 0 | 0 | 0 | 1.5 | 13.34% | 0
3 | 19 | 1 | 30 | 100 | 100 | 0 | 0 | 0 | 0 | 1.5 | 13.34% | 0
3 | 19 | 2 | 30 | 100 | 100 | 0 | 0 | 0 | 0 | 1.5 | 13.34% | 0
3 | 19 | 3 | 30 | 100 | 100 | 0 | 0 | 0 | 0 | 1.5 | 13.34% | 0
3 | 19 | 4 | 30 | 100 | 100 | 0 | 0 | 0 | 0 | 1.5 | 13.34% | 0
3 | 19 | 5 | 30 | 100 | 100 | 0 | 0 | 0 | 0 | 1.5 | 13.34% | 0
3 | 19 | 6 | 30 | 98.326 | 10.1874 | 0.000606 | 0 | -5.6028e-05 | -0.00028 | 1.5 | 13.34% | 88.1386
3 | 19 | 7 | 30 | 98.998 | 39.1124 | 0.026958 | -0.00815 | -0.0017209 | -0.0086 | 1.5 | 13.34% | 59.8856
3 | 19 | 8 | 30 | 76.399 | 67.8897 | 0.1003 | -0.06723 | -0.00051426 | -0.00257 | 1.5 | 13.34% | 8.5093
3 | 19 | 9 | 30 | 36.289 | 20.3614 | 0.08584 | -0.01204 | -0.0045183 | -0.02258 | 1.5 | 13.34% | 15.9276
3 | 19 | 10 | 30 | 12.218 | 9.6234 | 0.097357 | -0.00283 | -0.005965 | -0.02981 | 1.5 | 13.34% | 2.5946
3 | 19 | 11 | 30 | 0 | 3.7346 | 0.14351 | 0 | -0.0051666 | -0.02582 | 1.5 | 13.34% | 3.7346
3 | 19 | 12 | 30 | 0 | 9.2188 | 0.085937 | 0 | -0.0072536 | -0.03625 | 1.5 | 13.34% | 9.2188
3 | 19 | 13 | 30 | 0.023 | 9.7424 | 0.070862 | -9.62e-05 | -0.0062031 | -0.031 | 1.5 | 13.34% | 9.7194
3 | 19 | 14 | 30 | 17.976 | 11.2575 | 0.058471 | -0.00099 | -0.0050265 | -0.02512 | 1.5 | 13.34% | 6.7185
3 | 19 | 15 | 30 | 45.152 | 48.5537 | 0.10564 | -0.0473 | -0.0026873 | -0.01343 | 1.5 | 13.34% | 3.4017
3 | 19 | 16 | 30 | 93.277 | 86.5979 | 0.10551 | -0.08864 | -0.0014627 | -0.00731 | 1.5 | 13.34% | 6.6791
3 | 19 | 17 | 30 | 99.327 | 91.0438 | 0.030492 | -0.02718 | -0.00030415 | -0.00152 | 1.5 | 13.34% | 8.2832
3 | 19 | 18 | 30 | 100 | 9.7774 | 0.000337 | 0 | -3.0015e-05 | -0.00015 | 1.5 | 13.34% | 90.2226
3 | 19 | 19 | 30 | 100 | 100 | 0 | 0 | 0 | 0 | 1.5 | 13.34% | 0
3 | 19 | 20 | 30 | 100 | 100 | 0 | 0 | 0 | 0 | 1.5 | 13.34% | 0
3 | 19 | 21 | 30 | 100 | 100 | 0 | 0 | 0 | 0 | 1.5 | 13.34% | 0
3 | 19 | 22 | 30 | 100 | 100 | 0 | 0 | 0 | 0 | 1.5 | 13.34% | 0
3 | 19 | 23 | 30 | 100 | 100 | 0 | 0 | 0 | 0 | 1.5 | 13.34% | 0
3 | 20 | 0 | 30 | 100 | 100 | 0 | 0 | 0 | 0 | 1.5 | 13.34% | 0
3 | 20 | 1 | 30 | 100 | 100 | 0 | 0 | 0 | 0 | 1.5 | 13.34% | 0
3 | 20 | 2 | 30 | 100 | 100 | 0 | 0 | 0 | 0 | 1.5 | 13.34% | 0
3 | 20 | 3 | 30 | 100 | 100 | 0 | 0 | 0 | 0 | 1.5 | 13.34% | 0
3 | 20 | 4 | 30 | 100 | 100 | 0 | 0 | 0 | 0 | 1.5 | 13.34% | 0
3 | 20 | 5 | 30 | 100 | 100 | 0 | 0 | 0 | 0 | 1.5 | 13.34% | 0
3 | 20 | 6 | 30 | 99.74 | 10.0775 | 0.00153 | 0 | -0.00014007 | -0.0007 | 1.5 | 13.34% | 89.6625
3 | 20 | 7 | 30 | 99.712 | 63.8952 | 0.034422 | -0.0198 | -0.0013387 | -0.00669 | 1.5 | 13.34% | 35.8168
3 | 20 | 8 | 30 | 76.736 | 52.6918 | 0.075637 | -0.03646 | -0.0022231 | -0.01111 | 1.5 | 13.34% | 24.0442
3 | 20 | 9 | 30 | 36.501 | 26.4597 | 0.11167 | -0.0256 | -0.0031216 | -0.0156 | 1.5 | 13.34% | 10.0413
3 | 20 | 10 | 30 | 12.184 | 9.1786 | 0.13777 | -0.0083 | -0.00398 | -0.01989 | 1.5 | 13.34% | 3.0054
3 | 20 | 11 | 30 | 0 | 3.2124 | 0.15102 | 0 | -0.0047003 | -0.02349 | 1.5 | 13.34% | 3.2124
3 | 20 | 12 | 30 | 0 | 3.3012 | 0.15416 | 0 | -0.0049265 | -0.02462 | 1.5 | 13.34% | 3.3012
3 | 20 | 13 | 30 | 0.034 | 5.2783 | 0.14852 | -0.00307 | -0.0045303 | -0.02264 | 1.5 | 13.34% | 5.2443
3 | 20 | 14 | 30 | 18.221 | 22.3839 | 0.13009 | -0.02441 | -0.0038479 | -0.01923 | 1.5 | 13.34% | 4.1629
3 | 20 | 15 | 30 | 45.518 | 46.3793 | 0.1009 | -0.04245 | -0.0029695 | -0.01484 | 1.5 | 13.34% | 0.8613
3 | 20 | 16 | 30 | 94.26 | 70.162 | 0.063708 | -0.04127 | -0.002015 | -0.01007 | 1.5 | 13.34% | 24.098
3 | 20 | 17 | 30 | 100 | 57.6931 | 0.023381 | -0.01182 | -0.0010585 | -0.00529 | 1.5 | 13.34% | 42.3069
3 | 20 | 18 | 30 | 100 | 9.7399 | 0.000248 | 0 | -2.2011e-05 | -0.00011 | 1.5 | 13.34% | 90.2601
3 | 20 | 19 | 30 | 100 | 100 | 0 | 0 | 0 | 0 | 1.5 | 13.34% | 0
3 | 20 | 20 | 30 | 100 | 100 | 0 | 0 | 0 | 0 | 1.5 | 13.34% | 0
3 | 20 | 21 | 30 | 100 | 100 | 0 | 0 | 0 | 0 | 1.5 | 13.34% | 0
3 | 20 | 22 | 30 | 100 | 100 | 0 | 0 | 0 | 0 | 1.5 | 13.34% | 0
3 | 20 | 23 | 30 | 100 | 100 | 0 | 0 | 0 | 0 | 1.5 | 13.34% | 0
3 | 21 | 0 | 30 | 100 | 100 | 0 | 0 | 0 | 0 | 1.5 | 13.34% | 0
3 | 21 | 1 | 30 | 100 | 100 | 0 | 0 | 0 | 0 | 1.5 | 13.34% | 0
3 | 21 | 2 | 30 | 100 | 100 | 0 | 0 | 0 | 0 | 1.5 | 13.34% | 0
3 | 21 | 3 | 30 | 100 | 100 | 0 | 0 | 0 | 0 | 1.5 | 13.34% | 0
3 | 21 | 4 | 30 | 100 | 100 | 0 | 0 | 0 | 0 | 1.5 | 13.34% | 0
3 | 21 | 5 | 30 | 100 | 100 | 0 | 0 | 0 | 0 | 1.5 | 13.34% | 0
3 | 21 | 6 | 30 | 100 | 10.2271 | 0.000647 | 0 | -6.003e-05 | -0.0003 | 1.5 | 13.34% | 89.7729
3 | 21 | 7 | 30 | 100 | 11.7866 | 0.011025 | -0.00019 | -0.0009925 | -0.00496 | 1.5 | 13.34% | 88.2134
3 | 21 | 8 | 30 | 76.596 | 11.0259 | 0.018991 | -0.00019 | -0.0017149 | -0.00857 | 1.5 | 13.34% | 65.5701
3 | 21 | 9 | 30 | 36.31 | 10.3399 | 0.025349 | -8.64e-05 | -0.0022971 | -0.01148 | 1.5 | 13.34% | 25.9701
3 | 21 | 10 | 30 | 12.102 | 10.0593 | 0.033914 | -3.98e-05 | -0.0030635 | -0.01531 | 1.5 | 13.34% | 2.0427
3 | 21 | 11 | 30 | 0 | 9.9191 | 0.03896 | 0 | -0.0035158 | -0.01757 | 1.5 | 13.34% | 9.9191
3 | 21 | 12 | 30 | 0 | 10.0123 | 0.034101 | 0 | -0.0031036 | -0.01551 | 1.5 | 13.34% | 10.0123
3 | 21 | 13 | 30 | 0.055 | 9.9641 | 0.038315 | -1.77e-05 | -0.0034557 | -0.01727 | 1.5 | 13.34% | 9.9091
3 | 21 | 14 | 30 | 18.317 | 10.4599 | 0.036229 | -0.0002 | -0.0032496 | -0.01624 | 1.5 | 13.34% | 7.8571
3 | 21 | 15 | 30 | 45.779 | 10.4223 | 0.021142 | -8.01e-05 | -0.001923 | -0.00961 | 1.5 | 13.34% | 35.3567
3 | 21 | 16 | 30 | 94.467 | 11.6623 | 0.017364 | -0.00028 | -0.0015628 | -0.00781 | 1.5 | 13.34% | 82.8047
3 | 21 | 17 | 30 | 100 | 11.6999 | 0.008456 | -0.00014 | -0.00076038 | -0.0038 | 1.5 | 13.34% | 88.3001
3 | 21 | 18 | 30 | 100 | 10.5321 | 0.000231 | 0 | -2.2011e-05 | -0.00011 | 1.5 | 13.34% | 89.4679
3 | 21 | 19 | 30 | 100 | 100 | 0 | 0 | 0 | 0 | 1.5 | 13.34% | 0
3 | 21 | 20 | 30 | 100 | 100 | 0 | 0 | 0 | 0 | 1.5 | 13.34% | 0
3 | 21 | 21 | 30 | 100 | 100 | 0 | 0 | 0 | 0 | 1.5 | 13.34% | 0
3 | 21 | 22 | 30 | 100 | 100 | 0 | 0 | 0 | 0 | 1.5 | 13.34% | 0
3 | 21 | 23 | 30 | 100 | 100 | 0 | 0 | 0 | 0 | 1.5 | 13.34% | 0
3 | 22 | 0 | 30 | 100 | 100 | 0 | 0 | 0 | 0 | 1.5 | 13.34% | 0
3 | 22 | 1 | 30 | 100 | 100 | 0 | 0 | 0 | 0 | 1.5 | 13.34% | 0
3 | 22 | 2 | 30 | 100 | 100 | 0 | 0 | 0 | 0 | 1.5 | 13.34% | 0
3 | 22 | 3 | 30 | 100 | 100 | 0 | 0 | 0 | 0 | 1.5 | 13.34% | 0
3 | 22 | 4 | 30 | 100 | 100 | 0 | 0 | 0 | 0 | 1.5 | 13.34% | 0
3 | 22 | 5 | 30 | 100 | 100 | 0 | 0 | 0 | 0 | 1.5 | 13.34% | 0
3 | 22 | 6 | 30 | 100 | 10.142 | 0.001695 | 0 | -0.00015608 | -0.00078 | 1.5 | 13.34% | 89.858
3 | 22 | 7 | 30 | 100 | 56.8016 | 0.032464 | -0.01609 | -0.0014987 | -0.00749 | 1.5 | 13.34% | 43.1984
3 | 22 | 8 | 30 | 76.337 | 46.9362 | 0.069185 | -0.02858 | -0.0026493 | -0.01324 | 1.5 | 13.34% | 29.4008
3 | 22 | 9 | 30 | 36.205 | 25.1237 | 0.10255 | -0.02114 | -0.0036958 | -0.01847 | 1.5 | 13.34% | 11.0813
3 | 22 | 10 | 30 | 11.978 | 9.4057 | 0.12061 | -0.00588 | -0.0049945 | -0.02496 | 1.5 | 13.34% | 2.5723
3 | 22 | 11 | 30 | 0 | 4.6293 | 0.13138 | 0 | -0.0058129 | -0.02905 | 1.5 | 13.34% | 4.6293
3 | 22 | 12 | 30 | 0 | 4.2827 | 0.13979 | 0 | -0.0057409 | -0.02869 | 1.5 | 13.34% | 4.2827
3 | 22 | 13 | 30 | 0.071 | 6.1923 | 0.13064 | -0.00221 | -0.0055368 | -0.02767 | 1.5 | 13.34% | 6.1213
3 | 22 | 14 | 30 | 18.453 | 20.3047 | 0.11425 | -0.0175 | -0.0047364 | -0.02367 | 1.5 | 13.34% | 1.8517
3 | 22 | 15 | 30 | 45.961 | 39.4917 | 0.088015 | -0.02962 | -0.0036838 | -0.01841 | 1.5 | 13.34% | 6.4693
3 | 22 | 16 | 30 | 94.844 | 62.9983 | 0.058506 | -0.03312 | -0.0022931 | -0.01146 | 1.5 | 13.34% | 31.8457
3 | 22 | 17 | 30 | 100 | 51.1696 | 0.021763 | -0.00943 | -0.0011286 | -0.00564 | 1.5 | 13.34% | 48.8304
3 | 22 | 18 | 30 | 100 | 10.482 | 0.000232 | 0 | -2.2011e-05 | -0.00011 | 1.5 | 13.34% | 89.518
3 | 22 | 19 | 30 | 100 | 100 | 0 | 0 | 0 | 0 | 1.5 | 13.34% | 0
3 | 22 | 20 | 30 | 100 | 100 | 0 | 0 | 0 | 0 | 1.5 | 13.34% | 0
3 | 22 | 21 | 30 | 100 | 100 | 0 | 0 | 0 | 0 | 1.5 | 13.34% | 0
3 | 22 | 22 | 30 | 100 | 100 | 0 | 0 | 0 | 0 | 1.5 | 13.34% | 0
3 | 22 | 23 | 30 | 100 | 100 | 0 | 0 | 0 | 0 | 1.5 | 13.34% | 0
3 | 23 | 0 | 30 | 100 | 100 | 0 | 0 | 0 | 0 | 1.5 | 13.34% | 0
3 | 23 | 1 | 30 | 100 | 100 | 0 | 0 | 0 | 0 | 1.5 | 13.34% | 0
3 | 23 | 2 | 30 | 100 | 100 | 0 | 0 | 0 | 0 | 1.5 | 13.34% | 0
3 | 23 | 3 | 30 | 100 | 100 | 0 | 0 | 0 | 0 | 1.5 | 13.34% | 0
3 | 23 | 4 | 30 | 100 | 100 | 0 | 0 | 0 | 0 | 1.5 | 13.34% | 0
3 | 23 | 5 | 30 | 100 | 100 | 0 | 0 | 0 | 0 | 1.5 | 13.34% | 0
3 | 23 | 6 | 30 | 100 | 10.0454 | 0.002762 | 0 | -0.00025213 | -0.00126 | 1.5 | 13.34% | 89.9546
3 | 23 | 7 | 30 | 100 | 85.1377 | 0.051202 | -0.04204 | -0.00083842 | -0.00419 | 1.5 | 13.34% | 14.8623
3 | 23 | 8 | 30 | 76.064 | 63.4511 | 0.1151 | -0.07071 | -0.0014207 | -0.0071 | 1.5 | 13.34% | 12.6129
3 | 23 | 9 | 30 | 36.066 | 31.6044 | 0.17185 | -0.05205 | -0.0017189 | -0.00859 | 1.5 | 13.34% | 4.4616
3 | 23 | 10 | 30 | 11.874 | 8.9985 | 0.21376 | -0.01727 | -0.0018029 | -0.00901 | 1.5 | 13.34% | 2.8755
3 | 23 | 11 | 30 | 0 | 6.4389 | 0.11038 | 0 | -0.0066773 | -0.03337 | 1.5 | 13.34% | 6.4389
3 | 23 | 12 | 30 | 0 | 6.5079 | 0.11285 | 0 | -0.0068954 | -0.03446 | 1.5 | 13.34% | 6.5079
3 | 23 | 13 | 30 | 0.086 | 7.5482 | 0.10796 | -0.00117 | -0.0064892 | -0.03243 | 1.5 | 13.34% | 7.4622
3 | 23 | 14 | 30 | 18.572 | 16.7368 | 0.093844 | -0.00918 | -0.0055908 | -0.02794 | 1.5 | 13.34% | 1.8352
3 | 23 | 15 | 30 | 46.044 | 30.5994 | 0.074205 | -0.01714 | -0.0042621 | -0.0213 | 1.5 | 13.34% | 15.4446
3 | 23 | 16 | 30 | 95.009 | 44.6038 | 0.047835 | -0.01732 | -0.0027774 | -0.01388 | 1.5 | 13.34% | 50.4052
3 | 23 | 17 | 30 | 100 | 35.2768 | 0.018719 | -0.00489 | -0.0012666 | -0.00633 | 1.5 | 13.34% | 64.7232
3 | 23 | 18 | 30 | 100 | 9.7615 | 0.000225 | 0 | -2.001e-05 | -0.0001 | 1.5 | 13.34% | 90.2385
3 | 23 | 19 | 30 | 100 | 100 | 0 | 0 | 0 | 0 | 1.5 | 13.34% | 0
3 | 23 | 20 | 30 | 100 | 100 | 0 | 0 | 0 | 0 | 1.5 | 13.34% | 0
3 | 23 | 21 | 30 | 100 | 100 | 0 | 0 | 0 | 0 | 1.5 | 13.34% | 0
3 | 23 | 22 | 30 | 100 | 100 | 0 | 0 | 0 | 0 | 1.5 | 13.34% | 0
3 | 23 | 23 | 30 | 100 | 100 | 0 | 0 | 0 | 0 | 1.5 | 13.34% | 0
3 | 24 | 0 | 30 | 100 | 100 | 0 | 0 | 0 | 0 | 1.5 | 13.34% | 0
3 | 24 | 1 | 30 | 100 | 100 | 0 | 0 | 0 | 0 | 1.5 | 13.34% | 0
3 | 24 | 2 | 30 | 100 | 100 | 0 | 0 | 0 | 0 | 1.5 | 13.34% | 0
3 | 24 | 3 | 30 | 100 | 100 | 0 | 0 | 0 | 0 | 1.5 | 13.34% | 0
3 | 24 | 4 | 30 | 100 | 100 | 0 | 0 | 0 | 0 | 1.5 | 13.34% | 0
3 | 24 | 5 | 30 | 100 | 100 | 0 | 0 | 0 | 0 | 1.5 | 13.34% | 0
3 | 24 | 6 | 30 | 100 | 9.903 | 0.000644 | 0 | -5.8029e-05 | -0.00029 | 1.5 | 13.34% | 90.097
3 | 24 | 7 | 30 | 100 | 12.639 | 0.013469 | -0.00035 | -0.0012006 | -0.006 | 1.5 | 13.34% | 87.361
3 | 24 | 8 | 30 | 75.819 | 17.9699 | 0.042454 | -0.00359 | -0.0034237 | -0.01711 | 1.5 | 13.34% | 57.8491
3 | 24 | 9 | 30 | 35.889 | 12.2023 | 0.05886 | -0.00163 | -0.0049485 | -0.02473 | 1.5 | 13.34% | 23.6867
3 | 24 | 10 | 30 | 11.756 | 10.0181 | 0.063464 | -0.00024 | -0.0055608 | -0.02779 | 1.5 | 13.34% | 1.7379
3 | 24 | 11 | 30 | 0 | 9.4582 | 0.065373 | 0 | -0.0056488 | -0.02823 | 1.5 | 13.34% | 9.4582
3 | 24 | 12 | 30 | 0 | 9.2311 | 0.085524 | 0 | -0.0072276 | -0.03612 | 1.5 | 13.34% | 9.2311
3 | 24 | 13 | 30 | 0.117 | 9.6864 | 0.078143 | -0.00012 | -0.0067914 | -0.03394 | 1.5 | 13.34% | 9.5694
3 | 24 | 14 | 30 | 18.707 | 10.9218 | 0.065253 | -0.00079 | -0.0057129 | -0.02855 | 1.5 | 13.34% | 7.7852
3 | 24 | 15 | 30 | 46.351 | 13.1442 | 0.043293 | -0.00145 | -0.0037479 | -0.01873 | 1.5 | 13.34% | 33.2068
3 | 24 | 16 | 30 | 95.195 | 42.7826 | 0.046681 | -0.01598 | -0.0027954 | -0.01397 | 1.5 | 13.34% | 52.4124
3 | 24 | 17 | 30 | 100 | 37.9263 | 0.019059 | -0.00552 | -0.0012386 | -0.00619 | 1.5 | 13.34% | 62.0737
3 | 24 | 18 | 30 | 100 | 10.0055 | 0.000836 | 0 | -7.6038e-05 | -0.00038 | 1.5 | 13.34% | 89.9945
3 | 24 | 19 | 30 | 100 | 100 | 0 | 0 | 0 | 0 | 1.5 | 13.34% | 0
3 | 24 | 20 | 30 | 100 | 100 | 0 | 0 | 0 | 0 | 1.5 | 13.34% | 0
3 | 24 | 21 | 30 | 100 | 100 | 0 | 0 | 0 | 0 | 1.5 | 13.34% | 0
3 | 24 | 22 | 30 | 100 | 100 | 0 | 0 | 0 | 0 | 1.5 | 13.34% | 0
3 | 24 | 23 | 30 | 100 | 100 | 0 | 0 | 0 | 0 | 1.5 | 13.34% | 0
3 | 25 | 0 | 30 | 100 | 100 | 0 | 0 | 0 | 0 | 1.5 | 13.34% | 0
3 | 25 | 1 | 30 | 100 | 100 | 0 | 0 | 0 | 0 | 1.5 | 13.34% | 0
3 | 25 | 2 | 30 | 100 | 100 | 0 | 0 | 0 | 0 | 1.5 | 13.34% | 0
3 | 25 | 3 | 30 | 100 | 100 | 0 | 0 | 0 | 0 | 1.5 | 13.34% | 0
3 | 25 | 4 | 30 | 100 | 100 | 0 | 0 | 0 | 0 | 1.5 | 13.34% | 0
3 | 25 | 5 | 30 | 100 | 100 | 0 | 0 | 0 | 0 | 1.5 | 13.34% | 0
3 | 25 | 6 | 30 | 100 | 10.0379 | 0.00068 | 0 | -6.2031e-05 | -0.00031 | 1.5 | 13.34% | 89.9621
3 | 25 | 7 | 30 | 100 | 10.0906 | 0.005305 | 0 | -0.00048624 | -0.00243 | 1.5 | 13.34% | 89.9094
3 | 25 | 8 | 30 | 75.559 | 10.0836 | 0.010857 | 0 | -0.0009945 | -0.00497 | 1.5 | 13.34% | 65.4754
3 | 25 | 9 | 30 | 35.776 | 10.0764 | 0.015214 | 0 | -0.0013927 | -0.00696 | 1.5 | 13.34% | 25.6996
3 | 25 | 10 | 30 | 11.649 | 10.0758 | 0.018953 | 0 | -0.0017349 | -0.00867 | 1.5 | 13.34% | 1.5732
3 | 25 | 11 | 30 | 0 | 10.0752 | 0.020397 | 0 | -0.0018669 | -0.00933 | 1.5 | 13.34% | 10.0752
3 | 25 | 12 | 30 | 0 | 10.0774 | 0.022207 | 0 | -0.002033 | -0.01016 | 1.5 | 13.34% | 10.0774
3 | 25 | 13 | 30 | 0.134 | 10.0794 | 0.02087 | 0 | -0.001911 | -0.00955 | 1.5 | 13.34% | 9.9454
3 | 25 | 14 | 30 | 18.82 | 10.0804 | 0.019251 | 0 | -0.0017629 | -0.00881 | 1.5 | 13.34% | 8.7396
3 | 25 | 15 | 30 | 46.439 | 10.0836 | 0.014658 | 0 | -0.0013427 | -0.00671 | 1.5 | 13.34% | 36.3554
3 | 25 | 16 | 30 | 95.476 | 10.0781 | 0.009704 | 0 | -0.00088844 | -0.00444 | 1.5 | 13.34% | 85.3979
3 | 25 | 17 | 30 | 100 | 10.0658 | 0.004201 | 0 | -0.00038419 | -0.00192 | 1.5 | 13.34% | 89.9342
3 | 25 | 18 | 30 | 100 | 10.0804 | 0.000203 | 0 | -1.8589e-05 | -9.29e-05 | 1.5 | 13.34% | 89.9196
3 | 25 | 19 | 30 | 100 | 100 | 0 | 0 | 0 | 0 | 1.5 | 13.34% | 0
3 | 25 | 20 | 30 | 100 | 100 | 0 | 0 | 0 | 0 | 1.5 | 13.34% | 0
3 | 25 | 21 | 30 | 100 | 100 | 0 | 0 | 0 | 0 | 1.5 | 13.34% | 0
3 | 25 | 22 | 30 | 100 | 100 | 0 | 0 | 0 | 0 | 1.5 | 13.34% | 0
3 | 25 | 23 | 30 | 100 | 100 | 0 | 0 | 0 | 0 | 1.5 | 13.34% | 0
3 | 26 | 0 | 30 | 100 | 100 | 0 | 0 | 0 | 0 | 1.5 | 13.34% | 0
3 | 26 | 1 | 30 | 100 | 100 | 0 | 0 | 0 | 0 | 1.5 | 13.34% | 0
3 | 26 | 2 | 30 | 100 | 100 | 0 | 0 | 0 | 0 | 1.5 | 13.34% | 0
3 | 26 | 3 | 30 | 100 | 100 | 0 | 0 | 0 | 0 | 1.5 | 13.34% | 0
3 | 26 | 4 | 30 | 100 | 100 | 0 | 0 | 0 | 0 | 1.5 | 13.34% | 0
3 | 26 | 5 | 30 | 100 | 100 | 0 | 0 | 0 | 0 | 1.5 | 13.34% | 0
3 | 26 | 6 | 30 | 100 | 10.0843 | 0.000699 | 0 | -6.4032e-05 | -0.00032 | 1.5 | 13.34% | 89.9157
3 | 26 | 7 | 30 | 100 | 10.7032 | 0.008436 | -5.23e-05 | -0.00076838 | -0.00384 | 1.5 | 13.34% | 89.2968
3 | 26 | 8 | 30 | 75.233 | 11.0802 | 0.019769 | -0.00021 | -0.0017829 | -0.00891 | 1.5 | 13.34% | 64.1528
3 | 26 | 9 | 30 | 35.635 | 10.5274 | 0.029283 | -0.00017 | -0.0026353 | -0.01317 | 1.5 | 13.34% | 25.1076
3 | 26 | 10 | 30 | 11.59 | 10.0552 | 0.036214 | -5.4e-05 | -0.0032596 | -0.01629 | 1.5 | 13.34% | 1.5348
3 | 26 | 11 | 30 | 0 | 9.9227 | 0.038903 | 0 | -0.0035118 | -0.01755 | 1.5 | 13.34% | 9.9227
3 | 26 | 12 | 30 | 0 | 9.8641 | 0.043459 | 0 | -0.0039019 | -0.0195 | 1.5 | 13.34% | 9.8641
3 | 26 | 13 | 30 | 0.157 | 10.0027 | 0.034989 | -1.1e-05 | -0.0031716 | -0.01585 | 1.5 | 13.34% | 9.8457
3 | 26 | 14 | 30 | 18.949 | 10.2892 | 0.030424 | -9.15e-05 | -0.0027554 | -0.01377 | 1.5 | 13.34% | 8.6598
3 | 26 | 15 | 30 | 46.675 | 10.7027 | 0.023434 | -0.00016 | -0.0021211 | -0.0106 | 1.5 | 13.34% | 35.9723
3 | 26 | 16 | 30 | 95.755 | 11.5176 | 0.016479 | -0.00024 | -0.0014867 | -0.00743 | 1.5 | 13.34% | 84.2374
3 | 26 | 17 | 30 | 100 | 11.1596 | 0.007164 | -7.88e-05 | -0.00064832 | -0.00324 | 1.5 | 13.34% | 88.8404
3 | 26 | 18 | 30 | 100 | 9.5746 | 0.000229 | 0 | -2.001e-05 | -0.0001 | 1.5 | 13.34% | 90.4254
3 | 26 | 19 | 30 | 100 | 100 | 0 | 0 | 0 | 0 | 1.5 | 13.34% | 0
3 | 26 | 20 | 30 | 100 | 100 | 0 | 0 | 0 | 0 | 1.5 | 13.34% | 0
3 | 26 | 21 | 30 | 100 | 100 | 0 | 0 | 0 | 0 | 1.5 | 13.34% | 0
3 | 26 | 22 | 30 | 100 | 100 | 0 | 0 | 0 | 0 | 1.5 | 13.34% | 0
3 | 26 | 23 | 30 | 100 | 100 | 0 | 0 | 0 | 0 | 1.5 | 13.34% | 0
3 | 27 | 0 | 30 | 100 | 100 | 0 | 0 | 0 | 0 | 1.5 | 13.34% | 0
3 | 27 | 1 | 30 | 100 | 100 | 0 | 0 | 0 | 0 | 1.5 | 13.34% | 0
3 | 27 | 2 | 30 | 100 | 100 | 0 | 0 | 0 | 0 | 1.5 | 13.34% | 0
3 | 27 | 3 | 30 | 100 | 100 | 0 | 0 | 0 | 0 | 1.5 | 13.34% | 0
3 | 27 | 4 | 30 | 100 | 100 | 0 | 0 | 0 | 0 | 1.5 | 13.34% | 0
3 | 27 | 5 | 30 | 100 | 100 | 0 | 0 | 0 | 0 | 1.5 | 13.34% | 0
3 | 27 | 6 | 30 | 100 | 10.065 | 0.002407 | 0 | -0.00022011 | -0.0011 | 1.5 | 13.34% | 89.935
3 | 27 | 7 | 30 | 100 | 81.6688 | 0.040726 | -0.03177 | -0.00082041 | -0.0041 | 1.5 | 13.34% | 18.3312
3 | 27 | 8 | 30 | 74.942 | 63.7555 | 0.091463 | -0.05654 | -0.0010825 | -0.00541 | 1.5 | 13.34% | 11.1865
3 | 27 | 9 | 30 | 35.52 | 31.5897 | 0.13671 | -0.04138 | -0.0013727 | -0.00686 | 1.5 | 13.34% | 3.9303
3 | 27 | 10 | 30 | 11.475 | 9.0203 | 0.17023 | -0.01349 | -0.0017109 | -0.00855 | 1.5 | 13.34% | 2.4547
3 | 27 | 11 | 30 | 0 | 0.99337 | 0.19123 | 0 | -0.0018809 | -0.0094 | 1.5 | 13.34% | 0.99337
3 | 27 | 12 | 30 | 0 | 1.0063 | 0.19603 | 0 | -0.001953 | -0.00976 | 1.5 | 13.34% | 1.0063
3 | 27 | 13 | 30 | 0.197 | 3.8032 | 0.18663 | -0.00527 | -0.0017609 | -0.0088 | 1.5 | 13.34% | 3.6062
3 | 27 | 14 | 30 | 19.078 | 26.4216 | 0.1624 | -0.0411 | -0.0014307 | -0.00715 | 1.5 | 13.34% | 7.3436
3 | 27 | 15 | 30 | 46.788 | 57.502 | 0.12455 | -0.06992 | -0.0010785 | -0.00539 | 1.5 | 13.34% | 10.714
3 | 27 | 16 | 30 | 95.989 | 90.2757 | 0.076822 | -0.06792 | -0.00075238 | -0.00376 | 1.5 | 13.34% | 5.7133
3 | 27 | 17 | 30 | 100 | 81.3462 | 0.024756 | -0.01922 | -0.00050625 | -0.00253 | 1.5 | 13.34% | 18.6538
3 | 27 | 18 | 30 | 100 | 9.9434 | 0.000354 | 0 | -3.2016e-05 | -0.00016 | 1.5 | 13.34% | 90.0566
3 | 27 | 19 | 30 | 100 | 100 | 0 | 0 | 0 | 0 | 1.5 | 13.34% | 0
3 | 27 | 20 | 30 | 100 | 100 | 0 | 0 | 0 | 0 | 1.5 | 13.34% | 0
3 | 27 | 21 | 30 | 100 | 100 | 0 | 0 | 0 | 0 | 1.5 | 13.34% | 0
3 | 27 | 22 | 30 | 100 | 100 | 0 | 0 | 0 | 0 | 1.5 | 13.34% | 0
3 | 27 | 23 | 30 | 100 | 100 | 0 | 0 | 0 | 0 | 1.5 | 13.34% | 0
3 | 28 | 0 | 30 | 100 | 100 | 0 | 0 | 0 | 0 | 1.5 | 13.34% | 0
3 | 28 | 1 | 30 | 100 | 100 | 0 | 0 | 0 | 0 | 1.5 | 13.34% | 0
3 | 28 | 2 | 30 | 100 | 100 | 0 | 0 | 0 | 0 | 1.5 | 13.34% | 0
3 | 28 | 3 | 30 | 100 | 100 | 0 | 0 | 0 | 0 | 1.5 | 13.34% | 0
3 | 28 | 4 | 30 | 100 | 100 | 0 | 0 | 0 | 0 | 1.5 | 13.34% | 0
3 | 28 | 5 | 30 | 100 | 100 | 0 | 0 | 0 | 0 | 1.5 | 13.34% | 0
3 | 28 | 6 | 30 | 100 | 10.0896 | 0.001834 | 0 | -0.00016808 | -0.00084 | 1.5 | 13.34% | 89.9104
3 | 28 | 7 | 30 | 100 | 41.7671 | 0.028623 | -0.00947 | -0.0017529 | -0.00876 | 1.5 | 13.34% | 58.2329
3 | 28 | 8 | 30 | 74.695 | 34.0391 | 0.056811 | -0.01495 | -0.0032736 | -0.01636 | 1.5 | 13.34% | 40.6559
3 | 28 | 9 | 30 | 35.331 | 19.5124 | 0.081718 | -0.01033 | -0.0046983 | -0.02348 | 1.5 | 13.34% | 15.8186
3 | 28 | 10 | 30 | 11.421 | 9.574 | 0.10448 | -0.00373 | -0.0057249 | -0.02861 | 1.5 | 13.34% | 1.847
3 | 28 | 11 | 30 | 0 | 5.9137 | 0.11572 | 0 | -0.0064612 | -0.03229 | 1.5 | 13.34% | 5.9137
3 | 28 | 12 | 30 | 0 | 6.4304 | 0.1131 | 0 | -0.0068334 | -0.03415 | 1.5 | 13.34% | 6.4304
3 | 28 | 13 | 30 | 0.221 | 7.9796 | 0.10077 | -0.0009 | -0.0066133 | -0.03305 | 1.5 | 13.34% | 7.7586
3 | 28 | 14 | 30 | 19.118 | 15.1474 | 0.085009 | -0.00628 | -0.0057289 | -0.02863 | 1.5 | 13.34% | 3.9706
3 | 28 | 15 | 30 | 47.044 | 26.6485 | 0.067769 | -0.01255 | -0.0043502 | -0.02174 | 1.5 | 13.34% | 20.3955
3 | 28 | 16 | 30 | 96.176 | 32.2506 | 0.040608 | -0.00932 | -0.0028554 | -0.01427 | 1.5 | 13.34% | 63.9254
3 | 28 | 17 | 30 | 100 | 27.3899 | 0.016504 | -0.00294 | -0.0012406 | -0.0062 | 1.5 | 13.34% | 72.6101
3 | 28 | 18 | 30 | 100 | 10.0797 | 0.000184 | 0 | -1.6848e-05 | -8.42e-05 | 1.5 | 13.34% | 89.9203
3 | 28 | 19 | 30 | 100 | 100 | 0 | 0 | 0 | 0 | 1.5 | 13.34% | 0
3 | 28 | 20 | 30 | 100 | 100 | 0 | 0 | 0 | 0 | 1.5 | 13.34% | 0
3 | 28 | 21 | 30 | 100 | 100 | 0 | 0 | 0 | 0 | 1.5 | 13.34% | 0
3 | 28 | 22 | 30 | 100 | 100 | 0 | 0 | 0 | 0 | 1.5 | 13.34% | 0
3 | 28 | 23 | 30 | 100 | 100 | 0 | 0 | 0 | 0 | 1.5 | 13.34% | 0
3 | 29 | 0 | 30 | 100 | 100 | 0 | 0 | 0 | 0 | 1.5 | 13.34% | 0
3 | 29 | 1 | 30 | 100 | 100 | 0 | 0 | 0 | 0 | 1.5 | 13.34% | 0
3 | 29 | 2 | 30 | 100 | 100 | 0 | 0 | 0 | 0 | 1.5 | 13.34% | 0
3 | 29 | 3 | 30 | 100 | 100 | 0 | 0 | 0 | 0 | 1.5 | 13.34% | 0
3 | 29 | 4 | 30 | 100 | 100 | 0 | 0 | 0 | 0 | 1.5 | 13.34% | 0
3 | 29 | 5 | 30 | 100 | 100 | 0 | 0 | 0 | 0 | 1.5 | 13.34% | 0
3 | 29 | 6 | 30 | 100 | 10.0821 | 0.001726 | 0 | -0.00015808 | -0.00079 | 1.5 | 13.34% | 89.9179
3 | 29 | 7 | 30 | 100 | 33.7124 | 0.026325 | -0.00644 | -0.0018209 | -0.0091 | 1.5 | 13.34% | 66.2876
3 | 29 | 8 | 30 | 74.467 | 34.6163 | 0.057416 | -0.01549 | -0.0032576 | -0.01628 | 1.5 | 13.34% | 39.8507
3 | 29 | 9 | 30 | 35.156 | 18.3423 | 0.077852 | -0.00858 | -0.0048164 | -0.02407 | 1.5 | 13.34% | 16.8137
3 | 29 | 10 | 30 | 11.294 | 9.606 | 0.10201 | -0.00343 | -0.0058109 | -0.02904 | 1.5 | 13.34% | 1.688
3 | 29 | 11 | 30 | 0 | 6.7912 | 0.10626 | 0 | -0.0067574 | -0.03377 | 1.5 | 13.34% | 6.7912
3 | 29 | 12 | 30 | 0 | 6.6648 | 0.11042 | 0 | -0.0068994 | -0.03448 | 1.5 | 13.34% | 6.6648
3 | 29 | 13 | 30 | 0.257 | 8.0035 | 0.10031 | -0.00089 | -0.0066093 | -0.03303 | 1.5 | 13.34% | 7.7465
3 | 29 | 14 | 30 | 19.207 | 16.4578 | 0.0913 | -0.00855 | -0.0055608 | -0.02779 | 1.5 | 13.34% | 2.7492
3 | 29 | 15 | 30 | 47.203 | 28.8035 | 0.070451 | -0.0148 | -0.0042641 | -0.02131 | 1.5 | 13.34% | 18.3995
3 | 29 | 16 | 30 | 96.418 | 39.6223 | 0.044093 | -0.01359 | -0.0027794 | -0.01389 | 1.5 | 13.34% | 56.7957
3 | 29 | 17 | 30 | 100 | 22.4677 | 0.015387 | -0.00195 | -0.0012306 | -0.00615 | 1.5 | 13.34% | 77.5323
3 | 29 | 18 | 30 | 100 | 10.0949 | 0.00017 | 0 | -1.5588e-05 | -7.79e-05 | 1.5 | 13.34% | 89.9051
3 | 29 | 19 | 30 | 100 | 100 | 0 | 0 | 0 | 0 | 1.5 | 13.34% | 0
3 | 29 | 20 | 30 | 100 | 100 | 0 | 0 | 0 | 0 | 1.5 | 13.34% | 0
3 | 29 | 21 | 30 | 100 | 100 | 0 | 0 | 0 | 0 | 1.5 | 13.34% | 0
3 | 29 | 22 | 30 | 100 | 100 | 0 | 0 | 0 | 0 | 1.5 | 13.34% | 0
3 | 29 | 23 | 30 | 100 | 100 | 0 | 0 | 0 | 0 | 1.5 | 13.34% | 0
3 | 30 | 0 | 30 | 100 | 100 | 0 | 0 | 0 | 0 | 1.5 | 13.34% | 0
3 | 30 | 1 | 30 | 100 | 100 | 0 | 0 | 0 | 0 | 1.5 | 13.34% | 0
3 | 30 | 2 | 30 | 100 | 100 | 0 | 0 | 0 | 0 | 1.5 | 13.34% | 0
3 | 30 | 3 | 30 | 100 | 100 | 0 | 0 | 0 | 0 | 1.5 | 13.34% | 0
3 | 30 | 4 | 30 | 100 | 100 | 0 | 0 | 0 | 0 | 1.5 | 13.34% | 0
3 | 30 | 5 | 30 | 100 | 100 | 0 | 0 | 0 | 0 | 1.5 | 13.34% | 0
3 | 30 | 6 | 30 | 100 | 10.0796 | 0.000743 | 0 | -6.8034e-05 | -0.00034 | 1.5 | 13.34% | 89.9204
3 | 30 | 7 | 30 | 100 | 13.578 | 0.016323 | -0.00058 | -0.0014407 | -0.0072 | 1.5 | 13.34% | 86.422
3 | 30 | 8 | 30 | 74.203 | 12.9936 | 0.030949 | -0.00096 | -0.0027094 | -0.01354 | 1.5 | 13.34% | 61.2094
3 | 30 | 9 | 30 | 35.004 | 11.6378 | 0.050245 | -0.00102 | -0.0043242 | -0.02161 | 1.5 | 13.34% | 23.3662
3 | 30 | 10 | 30 | 11.16 | 10.0043 | 0.062399 | -0.00035 | -0.0053567 | -0.02677 | 1.5 | 13.34% | 1.1557
3 | 30 | 11 | 30 | 0 | 9.4149 | 0.067694 | 0 | -0.0058249 | -0.02911 | 1.5 | 13.34% | 9.4149
3 | 30 | 12 | 30 | 0 | 9.5213 | 0.063366 | 0 | -0.0055088 | -0.02753 | 1.5 | 13.34% | 9.5213
3 | 30 | 13 | 30 | 0.305 | 9.7193 | 0.058314 | -8.68e-05 | -0.0050865 | -0.02542 | 1.5 | 13.34% | 9.4143
3 | 30 | 14 | 30 | 19.375 | 11.004 | 0.051112 | -0.00068 | -0.0044542 | -0.02226 | 1.5 | 13.34% | 8.371
3 | 30 | 15 | 30 | 47.394 | 13.2973 | 0.044067 | -0.00155 | -0.0038039 | -0.01901 | 1.5 | 13.34% | 34.0967
3 | 30 | 16 | 30 | 96.675 | 15.4809 | 0.029665 | -0.00163 | -0.0025653 | -0.01282 | 1.5 | 13.34% | 81.1941
3 | 30 | 17 | 30 | 100 | 13.6604 | 0.012368 | -0.00045 | -0.0010905 | -0.00545 | 1.5 | 13.34% | 86.3396
3 | 30 | 18 | 30 | 100 | 10.0951 | 0.000182 | 0 | -1.6688e-05 | -8.34e-05 | 1.5 | 13.34% | 89.9049
3 | 30 | 19 | 30 | 100 | 100 | 0 | 0 | 0 | 0 | 1.5 | 13.34% | 0
3 | 30 | 20 | 30 | 100 | 100 | 0 | 0 | 0 | 0 | 1.5 | 13.34% | 0
3 | 30 | 21 | 30 | 100 | 100 | 0 | 0 | 0 | 0 | 1.5 | 13.34% | 0
3 | 30 | 22 | 30 | 100 | 100 | 0 | 0 | 0 | 0 | 1.5 | 13.34% | 0
3 | 30 | 23 | 30 | 100 | 100 | 0 | 0 | 0 | 0 | 1.5 | 13.34% | 0
3 | 31 | 0 | 30 | 100 | 100 | 0 | 0 | 0 | 0 | 1.5 | 13.34% | 0
3 | 31 | 1 | 30 | 100 | 100 | 0 | 0 | 0 | 0 | 1.5 | 13.34% | 0
3 | 31 | 2 | 30 | 100 | 100 | 0 | 0 | 0 | 0 | 1.5 | 13.34% | 0
3 | 31 | 3 | 30 | 100 | 100 | 0 | 0 | 0 | 0 | 1.5 | 13.34% | 0
3 | 31 | 4 | 30 | 100 | 100 | 0 | 0 | 0 | 0 | 1.5 | 13.34% | 0
3 | 31 | 5 | 30 | 100 | 100 | 0 | 0 | 0 | 0 | 1.5 | 13.34% | 0
3 | 31 | 6 | 30 | 100 | 10.0352 | 0.002962 | 0 | -0.00027013 | -0.00135 | 1.5 | 13.34% | 89.9648
3 | 31 | 7 | 30 | 100 | 91.9625 | 0.045075 | -0.04068 | -0.0004022 | -0.00201 | 1.5 | 13.34% | 8.0375
3 | 31 | 8 | 30 | 73.982 | 63.9945 | 0.10268 | -0.06378 | -0.0011766 | -0.00588 | 1.5 | 13.34% | 9.9875
3 | 31 | 9 | 30 | 34.877 | 31.794 | 0.15284 | -0.04674 | -0.0014067 | -0.00703 | 1.5 | 13.34% | 3.083
3 | 31 | 10 | 30 | 11.065 | 8.9935 | 0.19155 | -0.0156 | -0.0014927 | -0.00746 | 1.5 | 13.34% | 2.0715
3 | 31 | 11 | 30 | 0 | 0.70855 | 0.21473 | 0 | -0.0015108 | -0.00755 | 1.5 | 13.34% | 0.70855
3 | 31 | 12 | 30 | 0 | 0.7 | 0.22309 | 0 | -0.0015508 | -0.00775 | 1.5 | 13.34% | 0.7
3 | 31 | 13 | 30 | 0.337 | 3.6705 | 0.21501 | -0.00622 | -0.0016128 | -0.00806 | 1.5 | 13.34% | 3.3335
3 | 31 | 14 | 30 | 19.412 | 26.4312 | 0.19022 | -0.04817 | -0.0016668 | -0.00833 | 1.5 | 13.34% | 7.0192
3 | 31 | 15 | 30 | 47.528 | 56.3278 | 0.14947 | -0.08165 | -0.0016268 | -0.00813 | 1.5 | 13.34% | 8.7998
3 | 31 | 16 | 30 | 96.863 | 86.2325 | 0.094211 | -0.07874 | -0.0013427 | -0.00671 | 1.5 | 13.34% | 10.6305
3 | 31 | 17 | 30 | 100 | 79.9225 | 0.0288 | -0.02188 | -0.00063232 | -0.00316 | 1.5 | 13.34% | 20.0775
3 | 31 | 18 | 30 | 100 | 10.0982 | 0.001069 | 0 | -9.8049e-05 | -0.00049 | 1.5 | 13.34% | 89.9018
3 | 31 | 19 | 30 | 100 | 100 | 0 | 0 | 0 | 0 | 1.5 | 13.34% | 0
3 | 31 | 20 | 30 | 100 | 100 | 0 | 0 | 0 | 0 | 1.5 | 13.34% | 0
3 | 31 | 21 | 30 | 100 | 100 | 0 | 0 | 0 | 0 | 1.5 | 13.34% | 0
3 | 31 | 22 | 30 | 100 | 100 | 0 | 0 | 0 | 0 | 1.5 | 13.34% | 0
3 | 31 | 23 | 30 | 100 | 100 | 0 | 0 | 0 | 0 | 1.5 | 13.34% | 0
4 | 1 | 0 | 30 | 100 | 100 | 0 | 0 | 0 | 0 | 1.5 | 13.34% | 0
4 | 1 | 1 | 30 | 100 | 100 | 0 | 0 | 0 | 0 | 1.5 | 13.34% | 0
4 | 1 | 2 | 30 | 100 | 100 | 0 | 0 | 0 | 0 | 1.5 | 13.34% | 0
4 | 1 | 3 | 30 | 100 | 100 | 0 | 0 | 0 | 0 | 1.5 | 13.34% | 0
4 | 1 | 4 | 30 | 100 | 100 | 0 | 0 | 0 | 0 | 1.5 | 13.34% | 0
4 | 1 | 5 | 30 | 100 | 100 | 0 | 0 | 0 | 0 | 1.5 | 13.34% | 0
4 | 1 | 6 | 30 | 100 | 10.1389 | 0.000826 | 0 | -7.6038e-05 | -0.00038 | 1.5 | 13.34% | 89.8611
4 | 1 | 7 | 30 | 100 | 28.3725 | 0.024958 | -0.0047 | -0.0018549 | -0.00927 | 1.5 | 13.34% | 71.6275
4 | 1 | 8 | 30 | 73.593 | 33.6211 | 0.056658 | -0.01464 | -0.0032996 | -0.01649 | 1.5 | 13.34% | 39.9719
4 | 1 | 9 | 30 | 34.719 | 22.0438 | 0.090544 | -0.01466 | -0.0043422 | -0.0217 | 1.5 | 13.34% | 12.6752
4 | 1 | 10 | 30 | 10.942 | 9.243 | 0.13703 | -0.00839 | -0.003914 | -0.01956 | 1.5 | 13.34% | 1.699
4 | 1 | 11 | 30 | 0 | 6.252 | 0.11161 | 0 | -0.0065673 | -0.03282 | 1.5 | 13.34% | 6.252
4 | 1 | 12 | 30 | 0 | 4.8671 | 0.13042 | 0 | -0.006053 | -0.03025 | 1.5 | 13.34% | 4.8671
4 | 1 | 13 | 30 | 0.399 | 5.5721 | 0.13979 | -0.00277 | -0.0047544 | -0.02376 | 1.5 | 13.34% | 5.1731
4 | 1 | 14 | 30 | 19.637 | 18.6486 | 0.10207 | -0.01299 | -0.0050945 | -0.02546 | 1.5 | 13.34% | 0.98842
4 | 1 | 15 | 30 | 47.767 | 40.3987 | 0.086558 | -0.03008 | -0.0034817 | -0.0174 | 1.5 | 13.34% | 7.3683
4 | 1 | 16 | 30 | 97.037 | 42.3861 | 0.044878 | -0.01517 | -0.0027054 | -0.01352 | 1.5 | 13.34% | 54.6509
4 | 1 | 17 | 30 | 100 | 46.4271 | 0.018801 | -0.00717 | -0.0010645 | -0.00532 | 1.5 | 13.34% | 53.5729
4 | 1 | 18 | 30 | 100 | 10.0939 | 0.000177 | 0 | -1.6228e-05 | -8.11e-05 | 1.5 | 13.34% | 89.9061
4 | 1 | 19 | 30 | 100 | 100 | 0 | 0 | 0 | 0 | 1.5 | 13.34% | 0
4 | 1 | 20 | 30 | 100 | 100 | 0 | 0 | 0 | 0 | 1.5 | 13.34% | 0
4 | 1 | 21 | 30 | 100 | 100 | 0 | 0 | 0 | 0 | 1.5 | 13.34% | 0
4 | 1 | 22 | 30 | 100 | 100 | 0 | 0 | 0 | 0 | 1.5 | 13.34% | 0
4 | 1 | 23 | 30 | 100 | 100 | 0 | 0 | 0 | 0 | 1.5 | 13.34% | 0
4 | 2 | 0 | 30 | 100 | 100 | 0 | 0 | 0 | 0 | 1.5 | 13.34% | 0
4 | 2 | 1 | 30 | 100 | 100 | 0 | 0 | 0 | 0 | 1.5 | 13.34% | 0
4 | 2 | 2 | 30 | 100 | 100 | 0 | 0 | 0 | 0 | 1.5 | 13.34% | 0
4 | 2 | 3 | 30 | 100 | 100 | 0 | 0 | 0 | 0 | 1.5 | 13.34% | 0
4 | 2 | 4 | 30 | 100 | 100 | 0 | 0 | 0 | 0 | 1.5 | 13.34% | 0
4 | 2 | 5 | 30 | 100 | 100 | 0 | 0 | 0 | 0 | 1.5 | 13.34% | 0
4 | 2 | 6 | 30 | 100 | 10.0253 | 0.001669 | 0 | -0.00015208 | -0.00076 | 1.5 | 13.34% | 89.9747
4 | 2 | 7 | 30 | 100 | 76.517 | 0.039198 | -0.02822 | -0.0010045 | -0.00502 | 1.5 | 13.34% | 23.483
4 | 2 | 8 | 30 | 73.382 | 65.6787 | 0.094687 | -0.06082 | -0.00082641 | -0.00413 | 1.5 | 13.34% | 7.7033
4 | 2 | 9 | 30 | 34.604 | 31.6937 | 0.16025 | -0.04876 | -0.0015408 | -0.0077 | 1.5 | 13.34% | 2.9103
4 | 2 | 10 | 30 | 10.856 | 8.9936 | 0.18912 | -0.01541 | -0.0014667 | -0.00733 | 1.5 | 13.34% | 1.8624
4 | 2 | 11 | 30 | 0 | 8.4146 | 0.090028 | 0 | -0.0069875 | -0.03492 | 1.5 | 13.34% | 8.4146
4 | 2 | 12 | 30 | 0 | 4.8348 | 0.1306 | 0 | -0.006023 | -0.0301 | 1.5 | 13.34% | 4.8348
4 | 2 | 13 | 30 | 0.415 | 7.2689 | 0.11034 | -0.00133 | -0.0062371 | -0.03117 | 1.5 | 13.34% | 6.8539
4 | 2 | 14 | 30 | 19.694 | 15.368 | 0.085112 | -0.00657 | -0.0056428 | -0.0282 | 1.5 | 13.34% | 4.326
4 | 2 | 15 | 30 | 47.829 | 36.5379 | 0.08038 | -0.0242 | -0.0037859 | -0.01892 | 1.5 | 13.34% | 11.2911
4 | 2 | 16 | 30 | 97.289 | 59.8392 | 0.053521 | -0.02839 | -0.0022751 | -0.01137 | 1.5 | 13.34% | 37.4498
4 | 2 | 17 | 30 | 100 | 30.8863 | 0.016432 | -0.00353 | -0.0011806 | -0.0059 | 1.5 | 13.34% | 69.1137
4 | 2 | 18 | 30 | 100 | 10.0947 | 0.000158 | 0 | -1.4487e-05 | -7.24e-05 | 1.5 | 13.34% | 89.9053
4 | 2 | 19 | 30 | 100 | 100 | 0 | 0 | 0 | 0 | 1.5 | 13.34% | 0
4 | 2 | 20 | 30 | 100 | 100 | 0 | 0 | 0 | 0 | 1.5 | 13.34% | 0
4 | 2 | 21 | 30 | 100 | 100 | 0 | 0 | 0 | 0 | 1.5 | 13.34% | 0
4 | 2 | 22 | 30 | 100 | 100 | 0 | 0 | 0 | 0 | 1.5 | 13.34% | 0
4 | 2 | 23 | 30 | 100 | 100 | 0 | 0 | 0 | 0 | 1.5 | 13.34% | 0
4 | 3 | 0 | 30 | 100 | 100 | 0 | 0 | 0 | 0 | 1.5 | 13.34% | 0
4 | 3 | 1 | 30 | 100 | 100 | 0 | 0 | 0 | 0 | 1.5 | 13.34% | 0
4 | 3 | 2 | 30 | 100 | 100 | 0 | 0 | 0 | 0 | 1.5 | 13.34% | 0
4 | 3 | 3 | 30 | 100 | 100 | 0 | 0 | 0 | 0 | 1.5 | 13.34% | 0
4 | 3 | 4 | 30 | 100 | 100 | 0 | 0 | 0 | 0 | 1.5 | 13.34% | 0
4 | 3 | 5 | 30 | 100 | 100 | 0 | 0 | 0 | 0 | 1.5 | 13.34% | 0
4 | 3 | 6 | 30 | 100 | 10.0608 | 0.002189 | 0 | -0.0002001 | -0.001 | 1.5 | 13.34% | 89.9392
4 | 3 | 7 | 30 | 100 | 50.9151 | 0.031734 | -0.01366 | -0.0016548 | -0.00827 | 1.5 | 13.34% | 49.0849
4 | 3 | 8 | 30 | 73.072 | 43.6265 | 0.066247 | -0.02478 | -0.0028694 | -0.01434 | 1.5 | 13.34% | 29.4455
4 | 3 | 9 | 30 | 34.438 | 23.1911 | 0.094704 | -0.01688 | -0.0041261 | -0.02062 | 1.5 | 13.34% | 11.2469
4 | 3 | 10 | 30 | 10.735 | 9.4853 | 0.11252 | -0.00483 | -0.0053367 | -0.02667 | 1.5 | 13.34% | 1.2497
4 | 3 | 11 | 30 | 0 | 5.4508 | 0.12016 | 0 | -0.0062111 | -0.03104 | 1.5 | 13.34% | 5.4508
4 | 3 | 12 | 30 | 0 | 5.0993 | 0.12719 | 0 | -0.0061711 | -0.03084 | 1.5 | 13.34% | 5.0993
4 | 3 | 13 | 30 | 0.48 | 6.3221 | 0.12544 | -0.00205 | -0.0055308 | -0.02764 | 1.5 | 13.34% | 5.8421
4 | 3 | 14 | 30 | 19.799 | 20.2395 | 0.11048 | -0.01681 | -0.0046163 | -0.02307 | 1.5 | 13.34% | 0.44052
4 | 3 | 15 | 30 | 48.094 | 40.2346 | 0.085669 | -0.0296 | -0.0034717 | -0.01735 | 1.5 | 13.34% | 7.8594
4 | 3 | 16 | 30 | 97.324 | 58.3729 | 0.052468 | -0.02697 | -0.0023092 | -0.01154 | 1.5 | 13.34% | 38.9511
4 | 3 | 17 | 30 | 100 | 47.679 | 0.018484 | -0.0073 | -0.0010245 | -0.00512 | 1.5 | 13.34% | 52.321
4 | 3 | 18 | 30 | 100 | 10.0936 | 0.000165 | 0 | -1.5128e-05 | -7.56e-05 | 1.5 | 13.34% | 89.9064
4 | 3 | 19 | 30 | 100 | 100 | 0 | 0 | 0 | 0 | 1.5 | 13.34% | 0
4 | 3 | 20 | 30 | 100 | 100 | 0 | 0 | 0 | 0 | 1.5 | 13.34% | 0
4 | 3 | 21 | 30 | 100 | 100 | 0 | 0 | 0 | 0 | 1.5 | 13.34% | 0
4 | 3 | 22 | 30 | 100 | 100 | 0 | 0 | 0 | 0 | 1.5 | 13.34% | 0
4 | 3 | 23 | 30 | 100 | 100 | 0 | 0 | 0 | 0 | 1.5 | 13.34% | 0
4 | 4 | 0 | 30 | 100 | 100 | 0 | 0 | 0 | 0 | 1.5 | 13.34% | 0
4 | 4 | 1 | 30 | 100 | 100 | 0 | 0 | 0 | 0 | 1.5 | 13.34% | 0
4 | 4 | 2 | 30 | 100 | 100 | 0 | 0 | 0 | 0 | 1.5 | 13.34% | 0
4 | 4 | 3 | 30 | 100 | 100 | 0 | 0 | 0 | 0 | 1.5 | 13.34% | 0
4 | 4 | 4 | 30 | 100 | 100 | 0 | 0 | 0 | 0 | 1.5 | 13.34% | 0
4 | 4 | 5 | 30 | 100 | 100 | 0 | 0 | 0 | 0 | 1.5 | 13.34% | 0
4 | 4 | 6 | 30 | 100 | 10.0567 | 0.003438 | 0 | -0.00031416 | -0.00157 | 1.5 | 13.34% | 89.9433
4 | 4 | 7 | 30 | 100 | 95.1956 | 0.046786 | -0.04405 | -0.00025012 | -0.00125 | 1.5 | 13.34% | 4.8044
4 | 4 | 8 | 30 | 72.865 | 63.8012 | 0.1052 | -0.06509 | -0.0012386 | -0.00619 | 1.5 | 13.34% | 9.0638
4 | 4 | 9 | 30 | 34.304 | 31.7496 | 0.15496 | -0.04728 | -0.0014567 | -0.00728 | 1.5 | 13.34% | 2.5544
4 | 4 | 10 | 30 | 10.655 | 8.995 | 0.19192 | -0.01561 | -0.0015168 | -0.00758 | 1.5 | 13.34% | 1.66
4 | 4 | 11 | 30 | 0 | 0.71568 | 0.21345 | 0 | -0.0015168 | -0.00758 | 1.5 | 13.34% | 0.71568
4 | 4 | 12 | 30 | 0 | 0.69707 | 0.21795 | 0 | -0.0015088 | -0.00754 | 1.5 | 13.34% | 0.69707
4 | 4 | 13 | 30 | 0.517 | 3.6572 | 0.20551 | -0.00595 | -0.0015108 | -0.00755 | 1.5 | 13.34% | 3.1402
4 | 4 | 14 | 30 | 19.923 | 26.4841 | 0.17709 | -0.04501 | -0.0014947 | -0.00747 | 1.5 | 13.34% | 6.5611
4 | 4 | 15 | 30 | 48.239 | 56.6538 | 0.13413 | -0.07383 | -0.0013787 | -0.00689 | 1.5 | 13.34% | 8.4148
4 | 4 | 16 | 30 | 97.622 | 87.1674 | 0.080526 | -0.0682 | -0.0010645 | -0.00532 | 1.5 | 13.34% | 10.4546
4 | 4 | 17 | 30 | 100 | 90.447 | 0.022141 | -0.01958 | -0.00023412 | -0.00117 | 1.5 | 13.34% | 9.553
4 | 4 | 18 | 30 | 100 | 10.042 | 0.000157 | 0 | -1.4327e-05 | -7.16e-05 | 1.5 | 13.34% | 89.958
4 | 4 | 19 | 30 | 100 | 100 | 0 | 0 | 0 | 0 | 1.5 | 13.34% | 0
4 | 4 | 20 | 30 | 100 | 100 | 0 | 0 | 0 | 0 | 1.5 | 13.34% | 0
4 | 4 | 21 | 30 | 100 | 100 | 0 | 0 | 0 | 0 | 1.5 | 13.34% | 0
4 | 4 | 22 | 30 | 100 | 100 | 0 | 0 | 0 | 0 | 1.5 | 13.34% | 0
4 | 4 | 23 | 30 | 100 | 100 | 0 | 0 | 0 | 0 | 1.5 | 13.34% | 0
4 | 5 | 0 | 30 | 100 | 100 | 0 | 0 | 0 | 0 | 1.5 | 13.34% | 0
4 | 5 | 1 | 30 | 100 | 100 | 0 | 0 | 0 | 0 | 1.5 | 13.34% | 0
4 | 5 | 2 | 30 | 100 | 100 | 0 | 0 | 0 | 0 | 1.5 | 13.34% | 0
4 | 5 | 3 | 30 | 100 | 100 | 0 | 0 | 0 | 0 | 1.5 | 13.34% | 0
4 | 5 | 4 | 30 | 100 | 100 | 0 | 0 | 0 | 0 | 1.5 | 13.34% | 0
4 | 5 | 5 | 30 | 100 | 100 | 0 | 0 | 0 | 0 | 1.5 | 13.34% | 0
4 | 5 | 6 | 30 | 100 | 10.0649 | 0.003523 | 0 | -0.00032216 | -0.00161 | 1.5 | 13.34% | 89.9351
4 | 5 | 7 | 30 | 100 | 95.6071 | 0.047005 | -0.04449 | -0.00023011 | -0.00115 | 1.5 | 13.34% | 4.3929
4 | 5 | 8 | 30 | 72.568 | 63.7444 | 0.10605 | -0.06554 | -0.0012586 | -0.00629 | 1.5 | 13.34% | 8.8236
4 | 5 | 9 | 30 | 34.201 | 31.7271 | 0.15628 | -0.04763 | -0.0014827 | -0.00741 | 1.5 | 13.34% | 2.4739
4 | 5 | 10 | 30 | 10.54 | 8.9954 | 0.19361 | -0.01573 | -0.0015468 | -0.00773 | 1.5 | 13.34% | 1.5446
4 | 5 | 11 | 30 | 0 | 0.72406 | 0.21545 | 0 | -0.0015488 | -0.00774 | 1.5 | 13.34% | 0.72406
4 | 5 | 12 | 30 | 0 | 0.70665 | 0.22015 | 0 | -0.0015448 | -0.00772 | 1.5 | 13.34% | 0.70665
4 | 5 | 13 | 30 | 0.568 | 3.6651 | 0.20751 | -0.006 | -0.0015488 | -0.00774 | 1.5 | 13.34% | 3.0971
4 | 5 | 14 | 30 | 20.03 | 26.4643 | 0.17847 | -0.0453 | -0.0015268 | -0.00763 | 1.5 | 13.34% | 6.4343
4 | 5 | 15 | 30 | 48.38 | 56.5806 | 0.13501 | -0.07419 | -0.0014047 | -0.00702 | 1.5 | 13.34% | 8.2006
4 | 5 | 16 | 30 | 97.664 | 87.0209 | 0.080756 | -0.06825 | -0.0010825 | -0.00541 | 1.5 | 13.34% | 10.6431
4 | 5 | 17 | 30 | 100 | 90.607 | 0.021644 | -0.01918 | -0.00022611 | -0.00113 | 1.5 | 13.34% | 9.393
4 | 5 | 18 | 30 | 100 | 10.112 | 0.000151 | 0 | -1.3867e-05 | -6.93e-05 | 1.5 | 13.34% | 89.888
4 | 5 | 19 | 30 | 100 | 100 | 0 | 0 | 0 | 0 | 1.5 | 13.34% | 0
4 | 5 | 20 | 30 | 100 | 100 | 0 | 0 | 0 | 0 | 1.5 | 13.34% | 0
4 | 5 | 21 | 30 | 100 | 100 | 0 | 0 | 0 | 0 | 1.5 | 13.34% | 0
4 | 5 | 22 | 30 | 100 | 100 | 0 | 0 | 0 | 0 | 1.5 | 13.34% | 0
4 | 5 | 23 | 30 | 100 | 100 | 0 | 0 | 0 | 0 | 1.5 | 13.34% | 0
4 | 6 | 0 | 30 | 100 | 100 | 0 | 0 | 0 | 0 | 1.5 | 13.34% | 0
4 | 6 | 1 | 30 | 100 | 100 | 0 | 0 | 0 | 0 | 1.5 | 13.34% | 0
4 | 6 | 2 | 30 | 100 | 100 | 0 | 0 | 0 | 0 | 1.5 | 13.34% | 0
4 | 6 | 3 | 30 | 100 | 100 | 0 | 0 | 0 | 0 | 1.5 | 13.34% | 0
4 | 6 | 4 | 30 | 100 | 100 | 0 | 0 | 0 | 0 | 1.5 | 13.34% | 0
4 | 6 | 5 | 30 | 100 | 100 | 0 | 0 | 0 | 0 | 1.5 | 13.34% | 0
4 | 6 | 6 | 30 | 100 | 10.061 | 0.003371 | 0 | -0.00030815 | -0.00154 | 1.5 | 13.34% | 89.939
4 | 6 | 7 | 30 | 100 | 92.8522 | 0.045432 | -0.04149 | -0.00036018 | -0.0018 | 1.5 | 13.34% | 7.1478
4 | 6 | 8 | 30 | 72.288 | 63.8672 | 0.10333 | -0.06402 | -0.0012046 | -0.00602 | 1.5 | 13.34% | 8.4208
4 | 6 | 9 | 30 | 33.993 | 31.7634 | 0.15288 | -0.04668 | -0.0014267 | -0.00713 | 1.5 | 13.34% | 2.2296
4 | 6 | 10 | 30 | 10.476 | 8.9945 | 0.18975 | -0.01544 | -0.0014927 | -0.00746 | 1.5 | 13.34% | 1.4815
4 | 6 | 11 | 30 | 0 | 0.71243 | 0.21074 | 0 | -0.0014907 | -0.00745 | 1.5 | 13.34% | 0.71243
4 | 6 | 12 | 30 | 0 | 0.69603 | 0.21538 | 0 | -0.0014887 | -0.00744 | 1.5 | 13.34% | 0.69603
4 | 6 | 13 | 30 | 0.619 | 3.6604 | 0.2033 | -0.00589 | -0.0014967 | -0.00748 | 1.5 | 13.34% | 3.0414
4 | 6 | 14 | 30 | 20.115 | 26.4879 | 0.17426 | -0.0443 | -0.0014687 | -0.00734 | 1.5 | 13.34% | 6.3729
4 | 6 | 15 | 30 | 48.598 | 56.6391 | 0.13175 | -0.0725 | -0.0013547 | -0.00677 | 1.5 | 13.34% | 8.0411
4 | 6 | 16 | 30 | 97.887 | 87.1877 | 0.078003 | -0.06608 | -0.0010305 | -0.00515 | 1.5 | 13.34% | 10.6993
4 | 6 | 17 | 30 | 100 | 86.1083 | 0.020693 | -0.01723 | -0.00031616 | -0.00158 | 1.5 | 13.34% | 13.8917
4 | 6 | 18 | 30 | 100 | 10.0943 | 0.000134 | 0 | -1.2286e-05 | -6.14e-05 | 1.5 | 13.34% | 89.9057
4 | 6 | 19 | 30 | 100 | 100 | 0 | 0 | 0 | 0 | 1.5 | 13.34% | 0
4 | 6 | 20 | 30 | 100 | 100 | 0 | 0 | 0 | 0 | 1.5 | 13.34% | 0
4 | 6 | 21 | 30 | 100 | 100 | 0 | 0 | 0 | 0 | 1.5 | 13.34% | 0
4 | 6 | 22 | 30 | 100 | 100 | 0 | 0 | 0 | 0 | 1.5 | 13.34% | 0
4 | 6 | 23 | 30 | 100 | 100 | 0 | 0 | 0 | 0 | 1.5 | 13.34% | 0
4 | 7 | 0 | 30 | 100 | 100 | 0 | 0 | 0 | 0 | 1.5 | 13.34% | 0
4 | 7 | 1 | 30 | 100 | 100 | 0 | 0 | 0 | 0 | 1.5 | 13.34% | 0
4 | 7 | 2 | 30 | 100 | 100 | 0 | 0 | 0 | 0 | 1.5 | 13.34% | 0
4 | 7 | 3 | 30 | 100 | 100 | 0 | 0 | 0 | 0 | 1.5 | 13.34% | 0
4 | 7 | 4 | 30 | 100 | 100 | 0 | 0 | 0 | 0 | 1.5 | 13.34% | 0
4 | 7 | 5 | 30 | 100 | 100 | 0 | 0 | 0 | 0 | 1.5 | 13.34% | 0
4 | 7 | 6 | 30 | 100 | 10.0571 | 0.000854 | 0 | -7.8039e-05 | -0.00039 | 1.5 | 13.34% | 89.9429
4 | 7 | 7 | 30 | 100 | 14.7357 | 0.019856 | -0.00094 | -0.0017309 | -0.00865 | 1.5 | 13.34% | 85.2643
4 | 7 | 8 | 30 | 72.097 | 13.2389 | 0.039221 | -0.00132 | -0.0034197 | -0.01709 | 1.5 | 13.34% | 58.8581
4 | 7 | 9 | 30 | 33.896 | 14.4014 | 0.065639 | -0.00373 | -0.0050025 | -0.025 | 1.5 | 13.34% | 19.4946
4 | 7 | 10 | 30 | 10.361 | 9.6307 | 0.099671 | -0.0032 | -0.0058369 | -0.02917 | 1.5 | 13.34% | 0.73026
4 | 7 | 11 | 30 | 0 | 3.403 | 0.14489 | 0 | -0.0047684 | -0.02383 | 1.5 | 13.34% | 3.403
4 | 7 | 12 | 30 | 0 | 3.9446 | 0.14068 | 0 | -0.0053387 | -0.02668 | 1.5 | 13.34% | 3.9446
4 | 7 | 13 | 30 | 0.659 | 5.7132 | 0.13512 | -0.00259 | -0.0048524 | -0.02425 | 1.5 | 13.34% | 5.0542
4 | 7 | 14 | 30 | 20.202 | 21.0487 | 0.11393 | -0.01879 | -0.0042881 | -0.02143 | 1.5 | 13.34% | 0.84666
4 | 7 | 15 | 30 | 48.786 | 33.9514 | 0.075337 | -0.02037 | -0.0038879 | -0.01943 | 1.5 | 13.34% | 14.8346
4 | 7 | 16 | 30 | 98.009 | 63.8943 | 0.054143 | -0.0312 | -0.002071 | -0.01035 | 1.5 | 13.34% | 34.1147
4 | 7 | 17 | 30 | 100 | 33.6015 | 0.016052 | -0.00391 | -0.0011106 | -0.00555 | 1.5 | 13.34% | 66.3985
4 | 7 | 18 | 30 | 100 | 10.0735 | 0.000136 | 0 | -1.2446e-05 | -6.22e-05 | 1.5 | 13.34% | 89.9265
4 | 7 | 19 | 30 | 100 | 100 | 0 | 0 | 0 | 0 | 1.5 | 13.34% | 0
4 | 7 | 20 | 30 | 100 | 100 | 0 | 0 | 0 | 0 | 1.5 | 13.34% | 0
4 | 7 | 21 | 30 | 100 | 100 | 0 | 0 | 0 | 0 | 1.5 | 13.34% | 0
4 | 7 | 22 | 30 | 100 | 100 | 0 | 0 | 0 | 0 | 1.5 | 13.34% | 0
4 | 7 | 23 | 30 | 100 | 100 | 0 | 0 | 0 | 0 | 1.5 | 13.34% | 0
4 | 8 | 0 | 30 | 100 | 100 | 0 | 0 | 0 | 0 | 1.5 | 13.34% | 0
4 | 8 | 1 | 30 | 100 | 100 | 0 | 0 | 0 | 0 | 1.5 | 13.34% | 0
4 | 8 | 2 | 30 | 100 | 100 | 0 | 0 | 0 | 0 | 1.5 | 13.34% | 0
4 | 8 | 3 | 30 | 100 | 100 | 0 | 0 | 0 | 0 | 1.5 | 13.34% | 0
4 | 8 | 4 | 30 | 100 | 100 | 0 | 0 | 0 | 0 | 1.5 | 13.34% | 0
4 | 8 | 5 | 30 | 100 | 100 | 0 | 0 | 0 | 0 | 1.5 | 13.34% | 0
4 | 8 | 6 | 30 | 100 | 10.1751 | 0.000845 | 0 | -7.8039e-05 | -0.00039 | 1.5 | 13.34% | 89.8249
4 | 8 | 7 | 30 | 100 | 15.4579 | 0.021608 | -0.00118 | -0.0018709 | -0.00935 | 1.5 | 13.34% | 84.5421
4 | 8 | 8 | 30 | 71.838 | 24.8691 | 0.049188 | -0.00788 | -0.0034857 | -0.01742 | 1.5 | 13.34% | 46.9689
4 | 8 | 9 | 30 | 33.796 | 16.3659 | 0.071588 | -0.00596 | -0.0049465 | -0.02472 | 1.5 | 13.34% | 17.4301
4 | 8 | 10 | 30 | 10.279 | 9.863 | 0.081139 | -0.00119 | -0.0062011 | -0.03099 | 1.5 | 13.34% | 0.41603
4 | 8 | 11 | 30 | 0 | 8.2715 | 0.090757 | 0 | -0.0069335 | -0.03465 | 1.5 | 13.34% | 8.2715
4 | 8 | 12 | 30 | 0 | 8.3132 | 0.092422 | 0 | -0.0070935 | -0.03545 | 1.5 | 13.34% | 8.3132
4 | 8 | 13 | 30 | 0.692 | 9.3537 | 0.08048 | -0.00025 | -0.0066553 | -0.03326 | 1.5 | 13.34% | 8.6617
4 | 8 | 14 | 30 | 20.32 | 12.6084 | 0.071376 | -0.0026 | -0.0056828 | -0.0284 | 1.5 | 13.34% | 7.7116
4 | 8 | 15 | 30 | 49.008 | 18.2134 | 0.055056 | -0.00493 | -0.0043122 | -0.02155 | 1.5 | 13.34% | 30.7946
4 | 8 | 16 | 30 | 98.17 | 32.7625 | 0.038956 | -0.00915 | -0.0027214 | -0.0136 | 1.5 | 13.34% | 65.4075
4 | 8 | 17 | 30 | 100 | 19.537 | 0.013686 | -0.00132 | -0.0011326 | -0.00566 | 1.5 | 13.34% | 80.463
4 | 8 | 18 | 30 | 100 | 10.0738 | 0.000129 | 0 | -1.1806e-05 | -5.9e-05 | 1.5 | 13.34% | 89.9262
4 | 8 | 19 | 30 | 100 | 100 | 0 | 0 | 0 | 0 | 1.5 | 13.34% | 0
4 | 8 | 20 | 30 | 100 | 100 | 0 | 0 | 0 | 0 | 1.5 | 13.34% | 0
4 | 8 | 21 | 30 | 100 | 100 | 0 | 0 | 0 | 0 | 1.5 | 13.34% | 0
4 | 8 | 22 | 30 | 100 | 100 | 0 | 0 | 0 | 0 | 1.5 | 13.34% | 0
4 | 8 | 23 | 30 | 100 | 100 | 0 | 0 | 0 | 0 | 1.5 | 13.34% | 0
4 | 9 | 0 | 30 | 100 | 100 | 0 | 0 | 0 | 0 | 1.5 | 13.34% | 0
4 | 9 | 1 | 30 | 100 | 100 | 0 | 0 | 0 | 0 | 1.5 | 13.34% | 0
4 | 9 | 2 | 30 | 100 | 100 | 0 | 0 | 0 | 0 | 1.5 | 13.34% | 0
4 | 9 | 3 | 30 | 100 | 100 | 0 | 0 | 0 | 0 | 1.5 | 13.34% | 0
4 | 9 | 4 | 30 | 100 | 100 | 0 | 0 | 0 | 0 | 1.5 | 13.34% | 0
4 | 9 | 5 | 30 | 100 | 100 | 0 | 0 | 0 | 0 | 1.5 | 13.34% | 0
4 | 9 | 6 | 30 | 100 | 10.1389 | 0.000826 | 0 | -7.6038e-05 | -0.00038 | 1.5 | 13.34% | 89.8611
4 | 9 | 7 | 30 | 100 | 10.0842 | 0.004478 | 0 | -0.00041021 | -0.00205 | 1.5 | 13.34% | 89.9158
4 | 9 | 8 | 30 | 71.591 | 10.9911 | 0.019551 | -0.00019 | -0.0017649 | -0.00882 | 1.5 | 13.34% | 60.5999
4 | 9 | 9 | 30 | 33.652 | 11.1144 | 0.040897 | -0.00055 | -0.0035958 | -0.01797 | 1.5 | 13.34% | 22.5376
4 | 9 | 10 | 30 | 10.17 | 10.0173 | 0.056372 | -0.00026 | -0.0048964 | -0.02447 | 1.5 | 13.34% | 0.15273
4 | 9 | 11 | 30 | 0 | 9.2375 | 0.081849 | 0 | -0.0069215 | -0.03459 | 1.5 | 13.34% | 9.2375
4 | 9 | 12 | 30 | 0 | 7.8649 | 0.096545 | 0 | -0.0070395 | -0.03518 | 1.5 | 13.34% | 7.8649
4 | 9 | 13 | 30 | 0.772 | 7.9276 | 0.099198 | -0.00091 | -0.0064432 | -0.0322 | 1.5 | 13.34% | 7.1556
4 | 9 | 14 | 30 | 20.456 | 13.0899 | 0.073252 | -0.00318 | -0.0056668 | -0.02832 | 1.5 | 13.34% | 7.3661
4 | 9 | 15 | 30 | 49.126 | 23.6991 | 0.061552 | -0.00932 | -0.0042581 | -0.02128 | 1.5 | 13.34% | 25.4269
4 | 9 | 16 | 30 | 98.349 | 34.327 | 0.039512 | -0.00994 | -0.0026973 | -0.01348 | 1.5 | 13.34% | 64.022
4 | 9 | 17 | 30 | 100 | 41.128 | 0.01651 | -0.00535 | -0.0010205 | -0.0051 | 1.5 | 13.34% | 58.872
4 | 9 | 18 | 30 | 100 | 10.0481 | 0.000119 | 0 | -1.0865e-05 | -5.43e-05 | 1.5 | 13.34% | 89.9519
4 | 9 | 19 | 30 | 100 | 100 | 0 | 0 | 0 | 0 | 1.5 | 13.34% | 0
4 | 9 | 20 | 30 | 100 | 100 | 0 | 0 | 0 | 0 | 1.5 | 13.34% | 0
4 | 9 | 21 | 30 | 100 | 100 | 0 | 0 | 0 | 0 | 1.5 | 13.34% | 0
4 | 9 | 22 | 30 | 100 | 100 | 0 | 0 | 0 | 0 | 1.5 | 13.34% | 0
4 | 9 | 23 | 30 | 100 | 100 | 0 | 0 | 0 | 0 | 1.5 | 13.34% | 0
4 | 10 | 0 | 30 | 100 | 100 | 0 | 0 | 0 | 0 | 1.5 | 13.34% | 0
4 | 10 | 1 | 30 | 100 | 100 | 0 | 0 | 0 | 0 | 1.5 | 13.34% | 0
4 | 10 | 2 | 30 | 100 | 100 | 0 | 0 | 0 | 0 | 1.5 | 13.34% | 0
4 | 10 | 3 | 30 | 100 | 100 | 0 | 0 | 0 | 0 | 1.5 | 13.34% | 0
4 | 10 | 4 | 30 | 100 | 100 | 0 | 0 | 0 | 0 | 1.5 | 13.34% | 0
4 | 10 | 5 | 30 | 100 | 100 | 0 | 0 | 0 | 0 | 1.5 | 13.34% | 0
4 | 10 | 6 | 30 | 100 | 10.0597 | 0.002846 | 0 | -0.00026013 | -0.0013 | 1.5 | 13.34% | 89.9403
4 | 10 | 7 | 30 | 100 | 70.2555 | 0.03746 | -0.02426 | -0.0012086 | -0.00604 | 1.5 | 13.34% | 29.7445
4 | 10 | 8 | 30 | 71.416 | 57.76 | 0.081796 | -0.04448 | -0.0017529 | -0.00876 | 1.5 | 13.34% | 13.656
4 | 10 | 9 | 30 | 33.523 | 29.1375 | 0.11972 | -0.03178 | -0.0024032 | -0.01201 | 1.5 | 13.34% | 4.3855
4 | 10 | 10 | 30 | 10.138 | 9.1353 | 0.14866 | -0.01039 | -0.0029235 | -0.01461 | 1.5 | 13.34% | 1.0027
4 | 10 | 11 | 30 | 0 | 2.2549 | 0.16134 | 0 | -0.0035578 | -0.01778 | 1.5 | 13.34% | 2.2549
4 | 10 | 12 | 30 | 0 | 2.2305 | 0.16517 | 0 | -0.0036038 | -0.01801 | 1.5 | 13.34% | 2.2305
4 | 10 | 13 | 30 | 0.804 | 4.6784 | 0.15526 | -0.00373 | -0.0033757 | -0.01687 | 1.5 | 13.34% | 3.8744
4 | 10 | 14 | 30 | 20.62 | 24.2054 | 0.13409 | -0.02898 | -0.0027994 | -0.01399 | 1.5 | 13.34% | 3.5854
4 | 10 | 15 | 30 | 49.323 | 50.6026 | 0.10069 | -0.04767 | -0.0021791 | -0.01089 | 1.5 | 13.34% | 1.2796
4 | 10 | 16 | 30 | 98.408 | 76.6396 | 0.060007 | -0.04337 | -0.0014827 | -0.00741 | 1.5 | 13.34% | 21.7684
4 | 10 | 17 | 30 | 100 | 56.5789 | 0.017361 | -0.00856 | -0.0008064 | -0.00403 | 1.5 | 13.34% | 43.4211
4 | 10 | 18 | 30 | 100 | 10.0481 | 0.000119 | 0 | -1.0865e-05 | -5.43e-05 | 1.5 | 13.34% | 89.9519
4 | 10 | 19 | 30 | 100 | 100 | 0 | 0 | 0 | 0 | 1.5 | 13.34% | 0
4 | 10 | 20 | 30 | 100 | 100 | 0 | 0 | 0 | 0 | 1.5 | 13.34% | 0
4 | 10 | 21 | 30 | 100 | 100 | 0 | 0 | 0 | 0 | 1.5 | 13.34% | 0
4 | 10 | 22 | 30 | 100 | 100 | 0 | 0 | 0 | 0 | 1.5 | 13.34% | 0
4 | 10 | 23 | 30 | 100 | 100 | 0 | 0 | 0 | 0 | 1.5 | 13.34% | 0
4 | 11 | 0 | 30 | 100 | 100 | 0 | 0 | 0 | 0 | 1.5 | 13.34% | 0
4 | 11 | 1 | 30 | 100 | 100 | 0 | 0 | 0 | 0 | 1.5 | 13.34% | 0
4 | 11 | 2 | 30 | 100 | 100 | 0 | 0 | 0 | 0 | 1.5 | 13.34% | 0
4 | 11 | 3 | 30 | 100 | 100 | 0 | 0 | 0 | 0 | 1.5 | 13.34% | 0
4 | 11 | 4 | 30 | 100 | 100 | 0 | 0 | 0 | 0 | 1.5 | 13.34% | 0
4 | 11 | 5 | 30 | 100 | 100 | 0 | 0 | 0 | 0 | 1.5 | 13.34% | 0
4 | 11 | 6 | 30 | 100 | 10.0534 | 0.00322 | 0 | -0.00029415 | -0.00147 | 1.5 | 13.34% | 89.9466
4 | 11 | 7 | 30 | 100 | 79.7441 | 0.040276 | -0.03051 | -0.00089445 | -0.00447 | 1.5 | 13.34% | 20.2559
4 | 11 | 8 | 30 | 71.152 | 62.4273 | 0.088186 | -0.05305 | -0.0012326 | -0.00616 | 1.5 | 13.34% | 8.7247
4 | 11 | 9 | 30 | 33.433 | 30.738 | 0.12846 | -0.03721 | -0.0017409 | -0.0087 | 1.5 | 13.34% | 2.695
4 | 11 | 10 | 30 | 10.029 | 9.0658 | 0.15797 | -0.01189 | -0.0022291 | -0.01114 | 1.5 | 13.34% | 0.96323
4 | 11 | 11 | 30 | 0 | 1.4289 | 0.17598 | 0 | -0.0024792 | -0.01239 | 1.5 | 13.34% | 1.4289
4 | 11 | 12 | 30 | 0 | 1.4044 | 0.18017 | 0 | -0.0024952 | -0.01247 | 1.5 | 13.34% | 1.4044
4 | 11 | 13 | 30 | 0.89 | 4.0695 | 0.17045 | -0.0046 | -0.0022451 | -0.01122 | 1.5 | 13.34% | 3.1795
4 | 11 | 14 | 30 | 20.672 | 25.7393 | 0.14672 | -0.03545 | -0.0018409 | -0.0092 | 1.5 | 13.34% | 5.0673
4 | 11 | 15 | 30 | 49.448 | 55.1241 | 0.10976 | -0.05826 | -0.0014467 | -0.00723 | 1.5 | 13.34% | 5.6761
4 | 11 | 16 | 30 | 98.608 | 85.439 | 0.065094 | -0.05379 | -0.00098449 | -0.00492 | 1.5 | 13.34% | 13.169
4 | 11 | 17 | 30 | 100 | 70.1458 | 0.01764 | -0.0114 | -0.00057229 | -0.00286 | 1.5 | 13.34% | 29.8542
4 | 11 | 18 | 30 | 100 | 10.0945 | 0.000146 | 0 | -1.3387e-05 | -6.69e-05 | 1.5 | 13.34% | 89.9055
4 | 11 | 19 | 30 | 100 | 100 | 0 | 0 | 0 | 0 | 1.5 | 13.34% | 0
4 | 11 | 20 | 30 | 100 | 100 | 0 | 0 | 0 | 0 | 1.5 | 13.34% | 0
4 | 11 | 21 | 30 | 100 | 100 | 0 | 0 | 0 | 0 | 1.5 | 13.34% | 0
4 | 11 | 22 | 30 | 100 | 100 | 0 | 0 | 0 | 0 | 1.5 | 13.34% | 0
4 | 11 | 23 | 30 | 100 | 100 | 0 | 0 | 0 | 0 | 1.5 | 13.34% | 0
4 | 12 | 0 | 30 | 100 | 100 | 0 | 0 | 0 | 0 | 1.5 | 13.34% | 0
4 | 12 | 1 | 30 | 100 | 100 | 0 | 0 | 0 | 0 | 1.5 | 13.34% | 0
4 | 12 | 2 | 30 | 100 | 100 | 0 | 0 | 0 | 0 | 1.5 | 13.34% | 0
4 | 12 | 3 | 30 | 100 | 100 | 0 | 0 | 0 | 0 | 1.5 | 13.34% | 0
4 | 12 | 4 | 30 | 100 | 100 | 0 | 0 | 0 | 0 | 1.5 | 13.34% | 0
4 | 12 | 5 | 30 | 100 | 100 | 0 | 0 | 0 | 0 | 1.5 | 13.34% | 0
4 | 12 | 6 | 30 | 100 | 10.0733 | 0.006494 | 0 | -0.0005943 | -0.00297 | 1.5 | 13.34% | 89.9267
4 | 12 | 7 | 30 | 100 | 92.5884 | 0.044998 | -0.04095 | -0.00037018 | -0.00185 | 1.5 | 13.34% | 7.4116
4 | 12 | 8 | 30 | 70.957 | 64.6727 | 0.091685 | -0.05773 | -0.00095047 | -0.00475 | 1.5 | 13.34% | 6.2843
4 | 12 | 9 | 30 | 33.292 | 27.1027 | 0.10972 | -0.0258 | -0.0030975 | -0.01548 | 1.5 | 13.34% | 6.1893
4 | 12 | 10 | 30 | 9.915 | 9.4626 | 0.11332 | -0.00505 | -0.0051826 | -0.0259 | 1.5 | 13.34% | 0.45242
4 | 12 | 11 | 30 | 0 | 6.7391 | 0.105 | 0 | -0.0066293 | -0.03313 | 1.5 | 13.34% | 6.7391
4 | 12 | 12 | 30 | 0 | 9.6098 | 0.069589 | 0 | -0.006101 | -0.03049 | 1.5 | 13.34% | 9.6098
4 | 12 | 13 | 30 | 0.923 | 9.6822 | 0.060207 | -9.89e-05 | -0.0052246 | -0.02611 | 1.5 | 13.34% | 8.7592
4 | 12 | 14 | 30 | 20.757 | 10.0726 | 0.019855 | 0 | -0.0018169 | -0.00908 | 1.5 | 13.34% | 10.6844
4 | 12 | 15 | 30 | 49.637 | 10.0811 | 0.010488 | 0 | -0.00096048 | -0.0048 | 1.5 | 13.34% | 39.5559
4 | 12 | 16 | 30 | 98.708 | 10.0754 | 0.006777 | 0 | -0.00062031 | -0.0031 | 1.5 | 13.34% | 88.6326
4 | 12 | 17 | 30 | 99.979 | 10.0669 | 0.002691 | 0 | -0.00024612 | -0.00123 | 1.5 | 13.34% | 89.9121
4 | 12 | 18 | 30 | 100 | 10.1198 | 0.000108 | 0 | -9.925e-06 | -4.96e-05 | 1.5 | 13.34% | 89.8802
4 | 12 | 19 | 30 | 100 | 100 | 0 | 0 | 0 | 0 | 1.5 | 13.34% | 0
4 | 12 | 20 | 30 | 100 | 100 | 0 | 0 | 0 | 0 | 1.5 | 13.34% | 0
4 | 12 | 21 | 30 | 100 | 100 | 0 | 0 | 0 | 0 | 1.5 | 13.34% | 0
4 | 12 | 22 | 30 | 100 | 100 | 0 | 0 | 0 | 0 | 1.5 | 13.34% | 0
4 | 12 | 23 | 30 | 100 | 100 | 0 | 0 | 0 | 0 | 1.5 | 13.34% | 0
4 | 13 | 0 | 30 | 100 | 100 | 0 | 0 | 0 | 0 | 1.5 | 13.34% | 0
4 | 13 | 1 | 30 | 100 | 100 | 0 | 0 | 0 | 0 | 1.5 | 13.34% | 0
4 | 13 | 2 | 30 | 100 | 100 | 0 | 0 | 0 | 0 | 1.5 | 13.34% | 0
4 | 13 | 3 | 30 | 100 | 100 | 0 | 0 | 0 | 0 | 1.5 | 13.34% | 0
4 | 13 | 4 | 30 | 100 | 100 | 0 | 0 | 0 | 0 | 1.5 | 13.34% | 0
4 | 13 | 5 | 30 | 100 | 100 | 0 | 0 | 0 | 0 | 1.5 | 13.34% | 0
4 | 13 | 6 | 30 | 100 | 9.993 | 0.000881 | 0 | -8.004e-05 | -0.0004 | 1.5 | 13.34% | 90.007
4 | 13 | 7 | 30 | 100 | 15.3331 | 0.021884 | -0.00117 | -0.0018949 | -0.00947 | 1.5 | 13.34% | 84.6669
4 | 13 | 8 | 30 | 70.742 | 48.4383 | 0.070977 | -0.03059 | -0.0025533 | -0.01276 | 1.5 | 13.34% | 22.3037
4 | 13 | 9 | 30 | 33.154 | 22.9952 | 0.09329 | -0.01637 | -0.0041321 | -0.02065 | 1.5 | 13.34% | 10.1588
4 | 13 | 10 | 30 | 9.818 | 9.1562 | 0.14447 | -0.00979 | -0.0031496 | -0.01574 | 1.5 | 13.34% | 0.6618
4 | 13 | 11 | 30 | 0 | 3.0425 | 0.14828 | 0 | -0.0043782 | -0.02188 | 1.5 | 13.34% | 3.0425
4 | 13 | 12 | 30 | 0 | 2.8753 | 0.15371 | 0 | -0.0042961 | -0.02147 | 1.5 | 13.34% | 2.8753
4 | 13 | 13 | 30 | 0.99 | 8.8385 | 0.08611 | -0.00045 | -0.0065793 | -0.03288 | 1.5 | 13.34% | 7.8485
4 | 13 | 14 | 30 | 20.865 | 15.0454 | 0.081184 | -0.00587 | -0.0055148 | -0.02756 | 1.5 | 13.34% | 5.8196
4 | 13 | 15 | 30 | 49.711 | 44.3424 | 0.088622 | -0.03506 | -0.0029355 | -0.01467 | 1.5 | 13.34% | 5.3686
4 | 13 | 16 | 30 | 98.773 | 13.5499 | 0.022723 | -0.0008 | -0.002007 | -0.01003 | 1.5 | 13.34% | 85.2231
4 | 13 | 17 | 30 | 99.983 | 10.1142 | 0.002636 | 0 | -0.00024212 | -0.00121 | 1.5 | 13.34% | 89.8688
4 | 13 | 18 | 30 | 100 | 10.0684 | 0.000105 | 0 | -9.6048e-06 | -4.8e-05 | 1.5 | 13.34% | 89.9316
4 | 13 | 19 | 30 | 100 | 100 | 0 | 0 | 0 | 0 | 1.5 | 13.34% | 0
4 | 13 | 20 | 30 | 100 | 100 | 0 | 0 | 0 | 0 | 1.5 | 13.34% | 0
4 | 13 | 21 | 30 | 100 | 100 | 0 | 0 | 0 | 0 | 1.5 | 13.34% | 0
4 | 13 | 22 | 30 | 100 | 100 | 0 | 0 | 0 | 0 | 1.5 | 13.34% | 0
4 | 13 | 23 | 30 | 100 | 100 | 0 | 0 | 0 | 0 | 1.5 | 13.34% | 0
4 | 14 | 0 | 30 | 100 | 100 | 0 | 0 | 0 | 0 | 1.5 | 13.34% | 0
4 | 14 | 1 | 30 | 100 | 100 | 0 | 0 | 0 | 0 | 1.5 | 13.34% | 0
4 | 14 | 2 | 30 | 100 | 100 | 0 | 0 | 0 | 0 | 1.5 | 13.34% | 0
4 | 14 | 3 | 30 | 100 | 100 | 0 | 0 | 0 | 0 | 1.5 | 13.34% | 0
4 | 14 | 4 | 30 | 100 | 100 | 0 | 0 | 0 | 0 | 1.5 | 13.34% | 0
4 | 14 | 5 | 30 | 100 | 100 | 0 | 0 | 0 | 0 | 1.5 | 13.34% | 0
4 | 14 | 6 | 30 | 100 | 10.1505 | 0.00152 | 0 | -0.00014007 | -0.0007 | 1.5 | 13.34% | 89.8495
4 | 14 | 7 | 30 | 100 | 12.2238 | 0.013789 | -0.0003 | -0.0012346 | -0.00617 | 1.5 | 13.34% | 87.7762
4 | 14 | 8 | 30 | 70.435 | 12.4255 | 0.028472 | -0.00071 | -0.0025153 | -0.01257 | 1.5 | 13.34% | 58.0095
4 | 14 | 9 | 30 | 33.029 | 10.9071 | 0.037199 | -0.0004 | -0.0032976 | -0.01648 | 1.5 | 13.34% | 22.1219
4 | 14 | 10 | 30 | 9.751 | 10.0303 | 0.046592 | -0.00014 | -0.0041201 | -0.02059 | 1.5 | 13.34% | 0.27929
4 | 14 | 11 | 30 | 0 | 9.7142 | 0.050646 | 0 | -0.0044842 | -0.02241 | 1.5 | 13.34% | 9.7142
4 | 14 | 12 | 30 | 0 | 9.8664 | 0.042581 | 0 | -0.0038239 | -0.01911 | 1.5 | 13.34% | 9.8664
4 | 14 | 13 | 30 | 1.068 | 10.0292 | 0.031411 | -6.28e-06 | -0.0028574 | -0.01428 | 1.5 | 13.34% | 8.9612
4 | 14 | 14 | 30 | 20.97 | 10.3869 | 0.031949 | -0.00014 | -0.0028794 | -0.01439 | 1.5 | 13.34% | 10.5831
4 | 14 | 15 | 30 | 49.913 | 10.7343 | 0.022401 | -0.00016 | -0.002027 | -0.01013 | 1.5 | 13.34% | 39.1787
4 | 14 | 16 | 30 | 98.923 | 11.2338 | 0.014491 | -0.00017 | -0.0013107 | -0.00655 | 1.5 | 13.34% | 87.6892
4 | 14 | 17 | 30 | 100 | 10.9914 | 0.006548 | -6.01e-05 | -0.0005943 | -0.00297 | 1.5 | 13.34% | 89.0086
4 | 14 | 18 | 30 | 100 | 10.1198 | 0.000108 | 0 | -9.925e-06 | -4.96e-05 | 1.5 | 13.34% | 89.8802
4 | 14 | 19 | 30 | 100 | 100 | 0 | 0 | 0 | 0 | 1.5 | 13.34% | 0
4 | 14 | 20 | 30 | 100 | 100 | 0 | 0 | 0 | 0 | 1.5 | 13.34% | 0
4 | 14 | 21 | 30 | 100 | 100 | 0 | 0 | 0 | 0 | 1.5 | 13.34% | 0
4 | 14 | 22 | 30 | 100 | 100 | 0 | 0 | 0 | 0 | 1.5 | 13.34% | 0
4 | 14 | 23 | 30 | 100 | 100 | 0 | 0 | 0 | 0 | 1.5 | 13.34% | 0
4 | 15 | 0 | 30 | 100 | 100 | 0 | 0 | 0 | 0 | 1.5 | 13.34% | 0
4 | 15 | 1 | 30 | 100 | 100 | 0 | 0 | 0 | 0 | 1.5 | 13.34% | 0
4 | 15 | 2 | 30 | 100 | 100 | 0 | 0 | 0 | 0 | 1.5 | 13.34% | 0
4 | 15 | 3 | 30 | 100 | 100 | 0 | 0 | 0 | 0 | 1.5 | 13.34% | 0
4 | 15 | 4 | 30 | 100 | 100 | 0 | 0 | 0 | 0 | 1.5 | 13.34% | 0
4 | 15 | 5 | 30 | 100 | 100 | 0 | 0 | 0 | 0 | 1.5 | 13.34% | 0
4 | 15 | 6 | 30 | 100 | 10.0739 | 0.004023 | 0 | -0.00036818 | -0.00184 | 1.5 | 13.34% | 89.9261
4 | 15 | 7 | 30 | 100 | 93.1998 | 0.04504 | -0.04132 | -0.00034017 | -0.0017 | 1.5 | 13.34% | 6.8002
4 | 15 | 8 | 30 | 70.331 | 63.7659 | 0.1016 | -0.06282 | -0.0012006 | -0.006 | 1.5 | 13.34% | 6.5651
4 | 15 | 9 | 30 | 32.903 | 31.7375 | 0.14974 | -0.04566 | -0.0014147 | -0.00707 | 1.5 | 13.34% | 1.1655
4 | 15 | 10 | 30 | 9.689 | 8.9957 | 0.18517 | -0.01505 | -0.0014747 | -0.00737 | 1.5 | 13.34% | 0.69327
4 | 15 | 11 | 30 | 0 | 0.72381 | 0.2055 | 0 | -0.0014767 | -0.00738 | 1.5 | 13.34% | 0.72381
4 | 15 | 12 | 30 | 0 | 0.70967 | 0.20928 | 0 | -0.0014747 | -0.00737 | 1.5 | 13.34% | 0.70967
4 | 15 | 13 | 30 | 1.094 | 3.6732 | 0.1967 | -0.00569 | -0.0014807 | -0.0074 | 1.5 | 13.34% | 2.5792
4 | 15 | 14 | 30 | 21.057 | 26.4441 | 0.16806 | -0.0426 | -0.0014567 | -0.00728 | 1.5 | 13.34% | 5.3871
4 | 15 | 15 | 30 | 50.059 | 56.4764 | 0.12549 | -0.06879 | -0.0013307 | -0.00665 | 1.5 | 13.34% | 6.4174
4 | 15 | 16 | 30 | 98.965 | 86.6213 | 0.07274 | -0.06113 | -0.0010065 | -0.00503 | 1.5 | 13.34% | 12.3437
4 | 15 | 17 | 30 | 100 | 83.9451 | 0.016408 | -0.01324 | -0.00029014 | -0.00145 | 1.5 | 13.34% | 16.0549
4 | 15 | 18 | 30 | 100 | 10.0141 | 0.000102 | 0 | -9.2846e-06 | -4.64e-05 | 1.5 | 13.34% | 89.9859
4 | 15 | 19 | 30 | 100 | 100 | 0 | 0 | 0 | 0 | 1.5 | 13.34% | 0
4 | 15 | 20 | 30 | 100 | 100 | 0 | 0 | 0 | 0 | 1.5 | 13.34% | 0
4 | 15 | 21 | 30 | 100 | 100 | 0 | 0 | 0 | 0 | 1.5 | 13.34% | 0
4 | 15 | 22 | 30 | 100 | 100 | 0 | 0 | 0 | 0 | 1.5 | 13.34% | 0
4 | 15 | 23 | 30 | 100 | 100 | 0 | 0 | 0 | 0 | 1.5 | 13.34% | 0
4 | 16 | 0 | 30 | 100 | 100 | 0 | 0 | 0 | 0 | 1.5 | 13.34% | 0
4 | 16 | 1 | 30 | 100 | 100 | 0 | 0 | 0 | 0 | 1.5 | 13.34% | 0
4 | 16 | 2 | 30 | 100 | 100 | 0 | 0 | 0 | 0 | 1.5 | 13.34% | 0
4 | 16 | 3 | 30 | 100 | 100 | 0 | 0 | 0 | 0 | 1.5 | 13.34% | 0
4 | 16 | 4 | 30 | 100 | 100 | 0 | 0 | 0 | 0 | 1.5 | 13.34% | 0
4 | 16 | 5 | 30 | 100 | 100 | 0 | 0 | 0 | 0 | 1.5 | 13.34% | 0
4 | 16 | 6 | 30 | 99.85 | 10.0896 | 0.000917 | 0 | -8.4042e-05 | -0.00042 | 1.5 | 13.34% | 89.7604
4 | 16 | 7 | 30 | 100 | 13.5095 | 0.017478 | -0.00061 | -0.0015428 | -0.00771 | 1.5 | 13.34% | 86.4905
4 | 16 | 8 | 30 | 70.167 | 13.9277 | 0.037037 | -0.00152 | -0.0031936 | -0.01596 | 1.5 | 13.34% | 56.2393
4 | 16 | 9 | 30 | 32.823 | 12.1316 | 0.05868 | -0.00157 | -0.0049485 | -0.02473 | 1.5 | 13.34% | 20.6914
4 | 16 | 10 | 30 | 9.58 | 9.9563 | 0.073992 | -0.00061 | -0.0061451 | -0.03071 | 1.5 | 13.34% | 0.37634
4 | 16 | 11 | 30 | 0 | 9.2001 | 0.081299 | 0 | -0.0068494 | -0.03423 | 1.5 | 13.34% | 9.2001
4 | 16 | 12 | 30 | 0 | 9.602 | 0.07567 | 0 | -0.0066293 | -0.03313 | 1.5 | 13.34% | 9.602
4 | 16 | 13 | 30 | 1.157 | 9.6122 | 0.065312 | -0.00013 | -0.0056088 | -0.02803 | 1.5 | 13.34% | 8.4552
4 | 16 | 14 | 30 | 21.205 | 10.8841 | 0.059026 | -0.00068 | -0.0051806 | -0.02589 | 1.5 | 13.34% | 10.3209
4 | 16 | 15 | 30 | 50.183 | 12.3124 | 0.045949 | -0.00112 | -0.00404 | -0.02019 | 1.5 | 13.34% | 37.8706
4 | 16 | 16 | 30 | 99.107 | 20.2704 | 0.032054 | -0.00334 | -0.0026253 | -0.01312 | 1.5 | 13.34% | 78.8366
4 | 16 | 17 | 30 | 100 | 17.0962 | 0.012456 | -0.00089 | -0.0010585 | -0.00529 | 1.5 | 13.34% | 82.9038
4 | 16 | 18 | 30 | 100 | 10.1109 | 0.000163 | 0 | -1.4967e-05 | -7.48e-05 | 1.5 | 13.34% | 89.8891
4 | 16 | 19 | 30 | 100 | 100 | 0 | 0 | 0 | 0 | 1.5 | 13.34% | 0
4 | 16 | 20 | 30 | 100 | 100 | 0 | 0 | 0 | 0 | 1.5 | 13.34% | 0
4 | 16 | 21 | 30 | 100 | 100 | 0 | 0 | 0 | 0 | 1.5 | 13.34% | 0
4 | 16 | 22 | 30 | 100 | 100 | 0 | 0 | 0 | 0 | 1.5 | 13.34% | 0
4 | 16 | 23 | 30 | 100 | 100 | 0 | 0 | 0 | 0 | 1.5 | 13.34% | 0
4 | 17 | 0 | 30 | 100 | 100 | 0 | 0 | 0 | 0 | 1.5 | 13.34% | 0
4 | 17 | 1 | 30 | 100 | 100 | 0 | 0 | 0 | 0 | 1.5 | 13.34% | 0
4 | 17 | 2 | 30 | 100 | 100 | 0 | 0 | 0 | 0 | 1.5 | 13.34% | 0
4 | 17 | 3 | 30 | 100 | 100 | 0 | 0 | 0 | 0 | 1.5 | 13.34% | 0
4 | 17 | 4 | 30 | 100 | 100 | 0 | 0 | 0 | 0 | 1.5 | 13.34% | 0
4 | 17 | 5 | 30 | 100 | 100 | 0 | 0 | 0 | 0 | 1.5 | 13.34% | 0
4 | 17 | 6 | 30 | 100 | 10.0757 | 0.003454 | 0 | -0.00031616 | -0.00158 | 1.5 | 13.34% | 89.9243
4 | 17 | 7 | 30 | 100 | 75.5396 | 0.038822 | -0.02751 | -0.0010345 | -0.00517 | 1.5 | 13.34% | 24.4604
4 | 17 | 8 | 30 | 69.927 | 60.5038 | 0.084599 | -0.04887 | -0.0014427 | -0.00721 | 1.5 | 13.34% | 9.4232
4 | 17 | 9 | 30 | 32.687 | 30.3909 | 0.12497 | -0.03554 | -0.0018709 | -0.00935 | 1.5 | 13.34% | 2.2961
4 | 17 | 10 | 30 | 9.521 | 9.0603 | 0.15676 | -0.01187 | -0.0021391 | -0.01069 | 1.5 | 13.34% | 0.46073
4 | 17 | 11 | 30 | 0 | 1.4647 | 0.17271 | 0 | -0.0024932 | -0.01246 | 1.5 | 13.34% | 1.4647
4 | 17 | 12 | 30 | 0 | 1.4235 | 0.17679 | 0 | -0.0024812 | -0.0124 | 1.5 | 13.34% | 1.4235
4 | 17 | 13 | 30 | 1.22 | 4.096 | 0.16635 | -0.00446 | -0.0022611 | -0.0113 | 1.5 | 13.34% | 2.876
4 | 17 | 14 | 30 | 21.27 | 25.7591 | 0.14354 | -0.03473 | -0.0017849 | -0.00892 | 1.5 | 13.34% | 4.4891
4 | 17 | 15 | 30 | 50.256 | 55.701 | 0.1079 | -0.05807 | -0.0013047 | -0.00652 | 1.5 | 13.34% | 5.445
4 | 17 | 16 | 30 | 99.169 | 85.5175 | 0.062351 | -0.05158 | -0.00093847 | -0.00469 | 1.5 | 13.34% | 13.6515
4 | 17 | 17 | 30 | 99.959 | 67.0381 | 0.015388 | -0.0094 | -0.00054827 | -0.00274 | 1.5 | 13.34% | 32.9209
4 | 17 | 18 | 30 | 100 | 10.032 | 0.000133 | 0 | -1.2126e-05 | -6.06e-05 | 1.5 | 13.34% | 89.968
4 | 17 | 19 | 30 | 100 | 100 | 0 | 0 | 0 | 0 | 1.5 | 13.34% | 0
4 | 17 | 20 | 30 | 100 | 100 | 0 | 0 | 0 | 0 | 1.5 | 13.34% | 0
4 | 17 | 21 | 30 | 100 | 100 | 0 | 0 | 0 | 0 | 1.5 | 13.34% | 0
4 | 17 | 22 | 30 | 100 | 100 | 0 | 0 | 0 | 0 | 1.5 | 13.34% | 0
4 | 17 | 23 | 30 | 100 | 100 | 0 | 0 | 0 | 0 | 1.5 | 13.34% | 0
4 | 18 | 0 | 30 | 100 | 100 | 0 | 0 | 0 | 0 | 1.5 | 13.34% | 0
4 | 18 | 1 | 30 | 100 | 100 | 0 | 0 | 0 | 0 | 1.5 | 13.34% | 0
4 | 18 | 2 | 30 | 100 | 100 | 0 | 0 | 0 | 0 | 1.5 | 13.34% | 0
4 | 18 | 3 | 30 | 100 | 100 | 0 | 0 | 0 | 0 | 1.5 | 13.34% | 0
4 | 18 | 4 | 30 | 100 | 100 | 0 | 0 | 0 | 0 | 1.5 | 13.34% | 0
4 | 18 | 5 | 30 | 100 | 100 | 0 | 0 | 0 | 0 | 1.5 | 13.34% | 0
4 | 18 | 6 | 30 | 99.65 | 10.179 | 0.000953 | 0 | -8.8044e-05 | -0.00044 | 1.5 | 13.34% | 89.471
4 | 18 | 7 | 30 | 100 | 17.8458 | 0.022501 | -0.00178 | -0.0018969 | -0.00948 | 1.5 | 13.34% | 82.1542
4 | 18 | 8 | 30 | 69.669 | 21.4607 | 0.046331 | -0.00568 | -0.0035098 | -0.01754 | 1.5 | 13.34% | 48.2083
4 | 18 | 9 | 30 | 32.568 | 13.6643 | 0.063025 | -0.00296 | -0.0049725 | -0.02485 | 1.5 | 13.34% | 18.9037
4 | 18 | 10 | 30 | 9.463 | 9.8738 | 0.080097 | -0.00117 | -0.0061331 | -0.03065 | 1.5 | 13.34% | 0.41082
4 | 18 | 11 | 30 | 0 | 8.1967 | 0.090043 | 0 | -0.0068214 | -0.03409 | 1.5 | 13.34% | 8.1967
4 | 18 | 12 | 30 | 0 | 8.7045 | 0.087062 | 0 | -0.0069715 | -0.03484 | 1.5 | 13.34% | 8.7045
4 | 18 | 13 | 30 | 1.278 | 8.862 | 0.084739 | -0.00043 | -0.0065032 | -0.0325 | 1.5 | 13.34% | 7.584
4 | 18 | 14 | 30 | 21.345 | 12.333 | 0.068259 | -0.00221 | -0.0055268 | -0.02762 | 1.5 | 13.34% | 9.012
4 | 18 | 15 | 30 | 50.538 | 19.4244 | 0.054711 | -0.00564 | -0.0041761 | -0.02087 | 1.5 | 13.34% | 31.1136
4 | 18 | 16 | 30 | 99.272 | 36.563 | 0.038923 | -0.01072 | -0.0025713 | -0.01285 | 1.5 | 13.34% | 62.709
4 | 18 | 17 | 30 | 99.957 | 24.1323 | 0.013391 | -0.00193 | -0.0010485 | -0.00524 | 1.5 | 13.34% | 75.8247
4 | 18 | 18 | 30 | 100 | 10.0707 | 9.12e-05 | 0 | -8.3442e-06 | -4.17e-05 | 1.5 | 13.34% | 89.9293
4 | 18 | 19 | 30 | 100 | 100 | 0 | 0 | 0 | 0 | 1.5 | 13.34% | 0
4 | 18 | 20 | 30 | 100 | 100 | 0 | 0 | 0 | 0 | 1.5 | 13.34% | 0
4 | 18 | 21 | 30 | 100 | 100 | 0 | 0 | 0 | 0 | 1.5 | 13.34% | 0
4 | 18 | 22 | 30 | 100 | 100 | 0 | 0 | 0 | 0 | 1.5 | 13.34% | 0
4 | 18 | 23 | 30 | 100 | 100 | 0 | 0 | 0 | 0 | 1.5 | 13.34% | 0
4 | 19 | 0 | 30 | 100 | 100 | 0 | 0 | 0 | 0 | 1.5 | 13.34% | 0
4 | 19 | 1 | 30 | 100 | 100 | 0 | 0 | 0 | 0 | 1.5 | 13.34% | 0
4 | 19 | 2 | 30 | 100 | 100 | 0 | 0 | 0 | 0 | 1.5 | 13.34% | 0
4 | 19 | 3 | 30 | 100 | 100 | 0 | 0 | 0 | 0 | 1.5 | 13.34% | 0
4 | 19 | 4 | 30 | 100 | 100 | 0 | 0 | 0 | 0 | 1.5 | 13.34% | 0
4 | 19 | 5 | 30 | 100 | 100 | 0 | 0 | 0 | 0 | 1.5 | 13.34% | 0
4 | 19 | 6 | 30 | 100 | 10.1232 | 0.001872 | 0 | -0.00017209 | -0.00086 | 1.5 | 13.34% | 89.8768
4 | 19 | 7 | 30 | 100 | 63.3625 | 0.035502 | -0.02021 | -0.0013987 | -0.00699 | 1.5 | 13.34% | 36.6375
4 | 19 | 8 | 30 | 69.5 | 53.5663 | 0.075918 | -0.0374 | -0.0021271 | -0.01063 | 1.5 | 13.34% | 15.9337
4 | 19 | 9 | 30 | 32.563 | 25.8676 | 0.10337 | -0.02243 | -0.0034237 | -0.01711 | 1.5 | 13.34% | 6.6954
4 | 19 | 10 | 30 | 9.351 | 9.3476 | 0.12209 | -0.00645 | -0.0045383 | -0.02268 | 1.5 | 13.34% | 0.003398
4 | 19 | 11 | 30 | 0 | 3.1777 | 0.14443 | 0 | -0.0044482 | -0.02223 | 1.5 | 13.34% | 3.1777
4 | 19 | 12 | 30 | 0 | 1.7315 | 0.16988 | 0 | -0.0028914 | -0.01445 | 1.5 | 13.34% | 1.7315
4 | 19 | 13 | 30 | 1.327 | 5.0842 | 0.14245 | -0.00314 | -0.003904 | -0.01951 | 1.5 | 13.34% | 3.7572
4 | 19 | 14 | 30 | 21.47 | 21.9247 | 0.11476 | -0.02054 | -0.0037899 | -0.01894 | 1.5 | 13.34% | 0.45473
4 | 19 | 15 | 30 | 50.641 | 32.9218 | 0.070795 | -0.01828 | -0.0037819 | -0.0189 | 1.5 | 13.34% | 17.7192
4 | 19 | 16 | 30 | 99.313 | 55.2956 | 0.046715 | -0.02241 | -0.0022031 | -0.01101 | 1.5 | 13.34% | 44.0174
4 | 19 | 17 | 30 | 99.896 | 44.0423 | 0.014517 | -0.00516 | -0.00085643 | -0.00428 | 1.5 | 13.34% | 55.8537
4 | 19 | 18 | 30 | 100 | 10.0936 | 0.00011 | 0 | -1.0085e-05 | -5.04e-05 | 1.5 | 13.34% | 89.9064
4 | 19 | 19 | 30 | 100 | 100 | 0 | 0 | 0 | 0 | 1.5 | 13.34% | 0
4 | 19 | 20 | 30 | 100 | 100 | 0 | 0 | 0 | 0 | 1.5 | 13.34% | 0
4 | 19 | 21 | 30 | 100 | 100 | 0 | 0 | 0 | 0 | 1.5 | 13.34% | 0
4 | 19 | 22 | 30 | 100 | 100 | 0 | 0 | 0 | 0 | 1.5 | 13.34% | 0
4 | 19 | 23 | 30 | 100 | 100 | 0 | 0 | 0 | 0 | 1.5 | 13.34% | 0
4 | 20 | 0 | 30 | 100 | 100 | 0 | 0 | 0 | 0 | 1.5 | 13.34% | 0
4 | 20 | 1 | 30 | 100 | 100 | 0 | 0 | 0 | 0 | 1.5 | 13.34% | 0
4 | 20 | 2 | 30 | 100 | 100 | 0 | 0 | 0 | 0 | 1.5 | 13.34% | 0
4 | 20 | 3 | 30 | 100 | 100 | 0 | 0 | 0 | 0 | 1.5 | 13.34% | 0
4 | 20 | 4 | 30 | 100 | 100 | 0 | 0 | 0 | 0 | 1.5 | 13.34% | 0
4 | 20 | 5 | 30 | 100 | 100 | 0 | 0 | 0 | 0 | 1.5 | 13.34% | 0
4 | 20 | 6 | 30 | 100 | 10.075 | 0.004438 | 0 | -0.0004062 | -0.00203 | 1.5 | 13.34% | 89.925
4 | 20 | 7 | 30 | 100 | 94.2264 | 0.044987 | -0.04183 | -0.00028814 | -0.00144 | 1.5 | 13.34% | 5.7736
4 | 20 | 8 | 30 | 69.353 | 63.6303 | 0.10164 | -0.06267 | -0.0012246 | -0.00612 | 1.5 | 13.34% | 5.7227
4 | 20 | 9 | 30 | 32.36 | 31.6934 | 0.14943 | -0.04547 | -0.0014347 | -0.00717 | 1.5 | 13.34% | 0.66661
4 | 20 | 10 | 30 | 9.29 | 8.9974 | 0.18492 | -0.015 | -0.0015028 | -0.00751 | 1.5 | 13.34% | 0.29262
4 | 20 | 11 | 30 | 0 | 0.74 | 0.20485 | 0 | -0.0015048 | -0.00752 | 1.5 | 13.34% | 0.74
4 | 20 | 12 | 30 | 0 | 0.7264 | 0.20838 | 0 | -0.0015028 | -0.00751 | 1.5 | 13.34% | 0.7264
4 | 20 | 13 | 30 | 1.371 | 3.6833 | 0.19565 | -0.00564 | -0.0015108 | -0.00755 | 1.5 | 13.34% | 2.3123
4 | 20 | 14 | 30 | 21.532 | 26.3979 | 0.16716 | -0.04224 | -0.0014927 | -0.00746 | 1.5 | 13.34% | 4.8659
4 | 20 | 15 | 30 | 50.785 | 56.3136 | 0.12398 | -0.0677 | -0.0013547 | -0.00677 | 1.5 | 13.34% | 5.5286
4 | 20 | 16 | 30 | 99.301 | 86.1625 | 0.071098 | -0.05936 | -0.0010205 | -0.0051 | 1.5 | 13.34% | 13.1385
4 | 20 | 17 | 30 | 100 | 84.7147 | 0.014252 | -0.01163 | -0.00024012 | -0.0012 | 1.5 | 13.34% | 15.2853
4 | 20 | 18 | 30 | 100 | 10.0646 | 8.95e-05 | 0 | -8.1841e-06 | -4.09e-05 | 1.5 | 13.34% | 89.9354
4 | 20 | 19 | 30 | 100 | 100 | 0 | 0 | 0 | 0 | 1.5 | 13.34% | 0
4 | 20 | 20 | 30 | 100 | 100 | 0 | 0 | 0 | 0 | 1.5 | 13.34% | 0
4 | 20 | 21 | 30 | 100 | 100 | 0 | 0 | 0 | 0 | 1.5 | 13.34% | 0
4 | 20 | 22 | 30 | 100 | 100 | 0 | 0 | 0 | 0 | 1.5 | 13.34% | 0
4 | 20 | 23 | 30 | 100 | 100 | 0 | 0 | 0 | 0 | 1.5 | 13.34% | 0
4 | 21 | 0 | 30 | 100 | 100 | 0 | 0 | 0 | 0 | 1.5 | 13.34% | 0
4 | 21 | 1 | 30 | 100 | 100 | 0 | 0 | 0 | 0 | 1.5 | 13.34% | 0
4 | 21 | 2 | 30 | 100 | 100 | 0 | 0 | 0 | 0 | 1.5 | 13.34% | 0
4 | 21 | 3 | 30 | 100 | 100 | 0 | 0 | 0 | 0 | 1.5 | 13.34% | 0
4 | 21 | 4 | 30 | 100 | 100 | 0 | 0 | 0 | 0 | 1.5 | 13.34% | 0
4 | 21 | 5 | 30 | 100 | 100 | 0 | 0 | 0 | 0 | 1.5 | 13.34% | 0
4 | 21 | 6 | 30 | 100 | 10.082 | 0.004173 | 0 | -0.00038219 | -0.00191 | 1.5 | 13.34% | 89.918
4 | 21 | 7 | 30 | 100 | 90.1064 | 0.043091 | -0.03793 | -0.00047224 | -0.00236 | 1.5 | 13.34% | 9.8936
4 | 21 | 8 | 30 | 69.184 | 68.1453 | 0.096745 | -0.06516 | -0.00045623 | -0.00228 | 1.5 | 13.34% | 1.0387
4 | 21 | 9 | 30 | 32.308 | 31.7788 | 0.14266 | -0.04359 | -0.0013247 | -0.00662 | 1.5 | 13.34% | 0.52921
4 | 21 | 10 | 30 | 9.227 | 8.9911 | 0.17645 | -0.01436 | -0.0013807 | -0.0069 | 1.5 | 13.34% | 0.23588
4 | 21 | 11 | 30 | 0 | 0.71117 | 0.19524 | 0 | -0.0013787 | -0.00689 | 1.5 | 13.34% | 0.71117
4 | 21 | 12 | 30 | 0 | 0.69979 | 0.19897 | 0 | -0.0013827 | -0.00691 | 1.5 | 13.34% | 0.69979
4 | 21 | 13 | 30 | 1.437 | 3.6664 | 0.18699 | -0.00541 | -0.0013947 | -0.00697 | 1.5 | 13.34% | 2.2294
4 | 21 | 14 | 30 | 21.606 | 26.4562 | 0.15886 | -0.0403 | -0.0013667 | -0.00683 | 1.5 | 13.34% | 4.8502
4 | 21 | 15 | 30 | 50.892 | 56.4879 | 0.11802 | -0.06471 | -0.0012506 | -0.00625 | 1.5 | 13.34% | 5.5959
4 | 21 | 16 | 30 | 99.424 | 93.4939 | 0.066265 | -0.06116 | -0.00041021 | -0.00205 | 1.5 | 13.34% | 5.9301
4 | 21 | 17 | 30 | 99.94 | 75.8155 | 0.013894 | -0.00989 | -0.00036618 | -0.00183 | 1.5 | 13.34% | 24.1245
4 | 21 | 18 | 30 | 100 | 10.0667 | 7.92e-05 | 0 | -7.2436e-06 | -3.62e-05 | 1.5 | 13.34% | 89.9333
4 | 21 | 19 | 30 | 100 | 100 | 0 | 0 | 0 | 0 | 1.5 | 13.34% | 0
4 | 21 | 20 | 30 | 100 | 100 | 0 | 0 | 0 | 0 | 1.5 | 13.34% | 0
4 | 21 | 21 | 30 | 100 | 100 | 0 | 0 | 0 | 0 | 1.5 | 13.34% | 0
4 | 21 | 22 | 30 | 100 | 100 | 0 | 0 | 0 | 0 | 1.5 | 13.34% | 0
4 | 21 | 23 | 30 | 100 | 100 | 0 | 0 | 0 | 0 | 1.5 | 13.34% | 0
4 | 22 | 0 | 30 | 100 | 100 | 0 | 0 | 0 | 0 | 1.5 | 13.34% | 0
4 | 22 | 1 | 30 | 100 | 100 | 0 | 0 | 0 | 0 | 1.5 | 13.34% | 0
4 | 22 | 2 | 30 | 100 | 100 | 0 | 0 | 0 | 0 | 1.5 | 13.34% | 0
4 | 22 | 3 | 30 | 100 | 100 | 0 | 0 | 0 | 0 | 1.5 | 13.34% | 0
4 | 22 | 4 | 30 | 100 | 100 | 0 | 0 | 0 | 0 | 1.5 | 13.34% | 0
4 | 22 | 5 | 30 | 100 | 100 | 0 | 0 | 0 | 0 | 1.5 | 13.34% | 0
4 | 22 | 6 | 30 | 100 | 10.0806 | 0.004108 | 0 | -0.00037619 | -0.00188 | 1.5 | 13.34% | 89.9194
4 | 22 | 7 | 30 | 100 | 87.6846 | 0.042103 | -0.03584 | -0.00057429 | -0.00287 | 1.5 | 13.34% | 12.3154
4 | 22 | 8 | 30 | 69.04 | 67.0522 | 0.094125 | -0.06209 | -0.00061231 | -0.00306 | 1.5 | 13.34% | 1.9878
4 | 22 | 9 | 30 | 32.246 | 31.8089 | 0.13919 | -0.0426 | -0.0012706 | -0.00635 | 1.5 | 13.34% | 0.4371
4 | 22 | 10 | 30 | 9.164 | 8.991 | 0.17235 | -0.01405 | -0.0013267 | -0.00663 | 1.5 | 13.34% | 0.17303
4 | 22 | 11 | 30 | 0 | 0.69945 | 0.191 | 0 | -0.0013267 | -0.00663 | 1.5 | 13.34% | 0.69945
4 | 22 | 12 | 30 | 0 | 0.68698 | 0.19415 | 0 | -0.0013247 | -0.00662 | 1.5 | 13.34% | 0.68698
4 | 22 | 13 | 30 | 1.498 | 3.6577 | 0.18212 | -0.00528 | -0.0013327 | -0.00666 | 1.5 | 13.34% | 2.1597
4 | 22 | 14 | 30 | 21.661 | 26.4818 | 0.1549 | -0.03936 | -0.0013127 | -0.00656 | 1.5 | 13.34% | 4.8208
4 | 22 | 15 | 30 | 51.039 | 59.2769 | 0.11472 | -0.06704 | -0.0006043 | -0.00302 | 1.5 | 13.34% | 8.2379
4 | 22 | 16 | 30 | 99.495 | 92.0792 | 0.06458 | -0.0585 | -0.00050225 | -0.00251 | 1.5 | 13.34% | 7.4158
4 | 22 | 17 | 30 | 100 | 72.2021 | 0.013568 | -0.00909 | -0.00041021 | -0.00205 | 1.5 | 13.34% | 27.7979
4 | 22 | 18 | 30 | 100 | 10.0738 | 7.74e-05 | 0 | -7.0835e-06 | -3.54e-05 | 1.5 | 13.34% | 89.9262
4 | 22 | 19 | 30 | 100 | 100 | 0 | 0 | 0 | 0 | 1.5 | 13.34% | 0
4 | 22 | 20 | 30 | 100 | 100 | 0 | 0 | 0 | 0 | 1.5 | 13.34% | 0
4 | 22 | 21 | 30 | 100 | 100 | 0 | 0 | 0 | 0 | 1.5 | 13.34% | 0
4 | 22 | 22 | 30 | 100 | 100 | 0 | 0 | 0 | 0 | 1.5 | 13.34% | 0
4 | 22 | 23 | 30 | 100 | 100 | 0 | 0 | 0 | 0 | 1.5 | 13.34% | 0
4 | 23 | 0 | 30 | 100 | 100 | 0 | 0 | 0 | 0 | 1.5 | 13.34% | 0
4 | 23 | 1 | 30 | 100 | 100 | 0 | 0 | 0 | 0 | 1.5 | 13.34% | 0
4 | 23 | 2 | 30 | 100 | 100 | 0 | 0 | 0 | 0 | 1.5 | 13.34% | 0
4 | 23 | 3 | 30 | 100 | 100 | 0 | 0 | 0 | 0 | 1.5 | 13.34% | 0
4 | 23 | 4 | 30 | 100 | 100 | 0 | 0 | 0 | 0 | 1.5 | 13.34% | 0
4 | 23 | 5 | 30 | 100 | 100 | 0 | 0 | 0 | 0 | 1.5 | 13.34% | 0
4 | 23 | 6 | 30 | 99.519 | 10.0919 | 0.00561 | 0 | -0.00051426 | -0.00257 | 1.5 | 13.34% | 89.4271
4 | 23 | 7 | 30 | 99.969 | 76.1462 | 0.038596 | -0.02762 | -0.0010045 | -0.00502 | 1.5 | 13.34% | 23.8228
4 | 23 | 8 | 30 | 68.836 | 63.6882 | 0.099007 | -0.06112 | -0.0011826 | -0.00591 | 1.5 | 13.34% | 5.1478
4 | 23 | 9 | 30 | 32.126 | 31.3428 | 0.17435 | -0.05211 | -0.001931 | -0.00965 | 1.5 | 13.34% | 0.78319
4 | 23 | 10 | 30 | 9.104 | 9.004 | 0.20352 | -0.01634 | -0.0018209 | -0.0091 | 1.5 | 13.34% | 0.10004
4 | 23 | 11 | 30 | 0 | 9.6821 | 0.051819 | 0 | -0.0045743 | -0.02286 | 1.5 | 13.34% | 9.6821
4 | 23 | 12 | 30 | 0 | 9.1444 | 0.082182 | 0 | -0.0068854 | -0.03441 | 1.5 | 13.34% | 9.1444
4 | 23 | 13 | 30 | 1.528 | 9.8258 | 0.047901 | -4.99e-05 | -0.0042401 | -0.02119 | 1.5 | 13.34% | 8.2978
4 | 23 | 14 | 30 | 21.749 | 14.5282 | 0.076715 | -0.00496 | -0.0054007 | -0.02699 | 1.5 | 13.34% | 7.2208
4 | 23 | 15 | 30 | 51.125 | 45.3991 | 0.086567 | -0.03537 | -0.0027034 | -0.01351 | 1.5 | 13.34% | 5.7259
4 | 23 | 16 | 30 | 99.558 | 71.591 | 0.05272 | -0.03502 | -0.0015868 | -0.00793 | 1.5 | 13.34% | 27.967
4 | 23 | 17 | 30 | 99.971 | 74.5258 | 0.013162 | -0.00917 | -0.00036618 | -0.00183 | 1.5 | 13.34% | 25.4452
4 | 23 | 18 | 30 | 100 | 9.9631 | 0.001038 | 0 | -9.4047e-05 | -0.00047 | 1.5 | 13.34% | 90.0369
4 | 23 | 19 | 30 | 100 | 100 | 0 | 0 | 0 | 0 | 1.5 | 13.34% | 0
4 | 23 | 20 | 30 | 100 | 100 | 0 | 0 | 0 | 0 | 1.5 | 13.34% | 0
4 | 23 | 21 | 30 | 100 | 100 | 0 | 0 | 0 | 0 | 1.5 | 13.34% | 0
4 | 23 | 22 | 30 | 100 | 100 | 0 | 0 | 0 | 0 | 1.5 | 13.34% | 0
4 | 23 | 23 | 30 | 100 | 100 | 0 | 0 | 0 | 0 | 1.5 | 13.34% | 0
4 | 24 | 0 | 30 | 100 | 100 | 0 | 0 | 0 | 0 | 1.5 | 13.34% | 0
4 | 24 | 1 | 30 | 100 | 100 | 0 | 0 | 0 | 0 | 1.5 | 13.34% | 0
4 | 24 | 2 | 30 | 100 | 100 | 0 | 0 | 0 | 0 | 1.5 | 13.34% | 0
4 | 24 | 3 | 30 | 100 | 100 | 0 | 0 | 0 | 0 | 1.5 | 13.34% | 0
4 | 24 | 4 | 30 | 100 | 100 | 0 | 0 | 0 | 0 | 1.5 | 13.34% | 0
4 | 24 | 5 | 30 | 100 | 100 | 0 | 0 | 0 | 0 | 1.5 | 13.34% | 0
4 | 24 | 6 | 30 | 99.625 | 10.1007 | 0.003817 | 0 | -0.00035017 | -0.00175 | 1.5 | 13.34% | 89.5243
4 | 24 | 7 | 30 | 100 | 77.3952 | 0.03884 | -0.02836 | -0.00095848 | -0.00479 | 1.5 | 13.34% | 22.6048
4 | 24 | 8 | 30 | 68.739 | 61.3922 | 0.084546 | -0.04977 | -0.0013227 | -0.00661 | 1.5 | 13.34% | 7.3468
4 | 24 | 9 | 30 | 32.081 | 30.6149 | 0.12425 | -0.03576 | -0.0017449 | -0.00872 | 1.5 | 13.34% | 1.4661
4 | 24 | 10 | 30 | 9.025 | 9.0674 | 0.15314 | -0.01152 | -0.0021691 | -0.01084 | 1.5 | 13.34% | 0.042365
4 | 24 | 11 | 30 | 0 | 1.4696 | 0.16938 | 0 | -0.0024532 | -0.01226 | 1.5 | 13.34% | 1.4696
4 | 24 | 12 | 30 | 0 | 1.4628 | 0.17238 | 0 | -0.0024852 | -0.01242 | 1.5 | 13.34% | 1.4628
4 | 24 | 13 | 30 | 1.566 | 4.1272 | 0.16168 | -0.00431 | -0.0022691 | -0.01134 | 1.5 | 13.34% | 2.5612
4 | 24 | 14 | 30 | 21.904 | 25.5452 | 0.13781 | -0.03285 | -0.0018749 | -0.00937 | 1.5 | 13.34% | 3.6412
4 | 24 | 15 | 30 | 51.3 | 54.7422 | 0.10224 | -0.05377 | -0.0014207 | -0.0071 | 1.5 | 13.34% | 3.4422
4 | 24 | 16 | 30 | 99.599 | 83.323 | 0.058099 | -0.04655 | -0.0010145 | -0.00507 | 1.5 | 13.34% | 16.276
4 | 24 | 17 | 30 | 100 | 58.2734 | 0.013164 | -0.00674 | -0.00058829 | -0.00294 | 1.5 | 13.34% | 41.7266
4 | 24 | 18 | 30 | 100 | 10.0773 | 7.06e-05 | 0 | -6.4632e-06 | -3.23e-05 | 1.5 | 13.34% | 89.9227
4 | 24 | 19 | 30 | 100 | 100 | 0 | 0 | 0 | 0 | 1.5 | 13.34% | 0
4 | 24 | 20 | 30 | 100 | 100 | 0 | 0 | 0 | 0 | 1.5 | 13.34% | 0
4 | 24 | 21 | 30 | 100 | 100 | 0 | 0 | 0 | 0 | 1.5 | 13.34% | 0
4 | 24 | 22 | 30 | 100 | 100 | 0 | 0 | 0 | 0 | 1.5 | 13.34% | 0
4 | 24 | 23 | 30 | 100 | 100 | 0 | 0 | 0 | 0 | 1.5 | 13.34% | 0
4 | 25 | 0 | 30 | 100 | 100 | 0 | 0 | 0 | 0 | 1.5 | 13.34% | 0
4 | 25 | 1 | 30 | 100 | 100 | 0 | 0 | 0 | 0 | 1.5 | 13.34% | 0
4 | 25 | 2 | 30 | 100 | 100 | 0 | 0 | 0 | 0 | 1.5 | 13.34% | 0
4 | 25 | 3 | 30 | 100 | 100 | 0 | 0 | 0 | 0 | 1.5 | 13.34% | 0
4 | 25 | 4 | 30 | 100 | 100 | 0 | 0 | 0 | 0 | 1.5 | 13.34% | 0
4 | 25 | 5 | 30 | 100 | 100 | 0 | 0 | 0 | 0 | 1.5 | 13.34% | 0
4 | 25 | 6 | 30 | 99.638 | 10.0973 | 0.00528 | 0 | -0.00048424 | -0.00242 | 1.5 | 13.34% | 89.5407
4 | 25 | 7 | 30 | 100 | 76.5212 | 0.038514 | -0.02773 | -0.00098649 | -0.00493 | 1.5 | 13.34% | 23.4788
4 | 25 | 8 | 30 | 68.505 | 58.8526 | 0.081095 | -0.04519 | -0.0015968 | -0.00798 | 1.5 | 13.34% | 9.6524
4 | 25 | 9 | 30 | 31.961 | 31.3027 | 0.17545 | -0.05233 | -0.001973 | -0.00986 | 1.5 | 13.34% | 0.6583
4 | 25 | 10 | 30 | 8.97 | 9.0112 | 0.21657 | -0.01726 | -0.002069 | -0.01034 | 1.5 | 13.34% | 0.041164
4 | 25 | 11 | 30 | 0 | 0.93128 | 0.18 | 0 | -0.0016608 | -0.0083 | 1.5 | 13.34% | 0.93128
4 | 25 | 12 | 30 | 0 | 2.3874 | 0.1561 | 0 | -0.0036398 | -0.01819 | 1.5 | 13.34% | 2.3874
4 | 25 | 13 | 30 | 1.656 | 6.2797 | 0.11915 | -0.00197 | -0.0051866 | -0.02592 | 1.5 | 13.34% | 4.6237
4 | 25 | 14 | 30 | 21.931 | 16.0674 | 0.083036 | -0.00728 | -0.0052226 | -0.0261 | 1.5 | 13.34% | 5.8636
4 | 25 | 15 | 30 | 51.407 | 30.4352 | 0.066306 | -0.01519 | -0.0038259 | -0.01912 | 1.5 | 13.34% | 20.9718
4 | 25 | 16 | 30 | 99.682 | 10.6321 | 0.011799 | -6.57e-05 | -0.0010745 | -0.00537 | 1.5 | 13.34% | 89.0499
4 | 25 | 17 | 30 | 99.938 | 10.1057 | 0.002638 | 0 | -0.00024212 | -0.00121 | 1.5 | 13.34% | 89.8323
4 | 25 | 18 | 30 | 100 | 10.0666 | 7.57e-05 | 0 | -6.9235e-06 | -3.46e-05 | 1.5 | 13.34% | 89.9334
4 | 25 | 19 | 30 | 100 | 100 | 0 | 0 | 0 | 0 | 1.5 | 13.34% | 0
4 | 25 | 20 | 30 | 100 | 100 | 0 | 0 | 0 | 0 | 1.5 | 13.34% | 0
4 | 25 | 21 | 30 | 100 | 100 | 0 | 0 | 0 | 0 | 1.5 | 13.34% | 0
4 | 25 | 22 | 30 | 100 | 100 | 0 | 0 | 0 | 0 | 1.5 | 13.34% | 0
4 | 25 | 23 | 30 | 100 | 100 | 0 | 0 | 0 | 0 | 1.5 | 13.34% | 0
4 | 26 | 0 | 30 | 100 | 100 | 0 | 0 | 0 | 0 | 1.5 | 13.34% | 0
4 | 26 | 1 | 30 | 100 | 100 | 0 | 0 | 0 | 0 | 1.5 | 13.34% | 0
4 | 26 | 2 | 30 | 100 | 100 | 0 | 0 | 0 | 0 | 1.5 | 13.34% | 0
4 | 26 | 3 | 30 | 100 | 100 | 0 | 0 | 0 | 0 | 1.5 | 13.34% | 0
4 | 26 | 4 | 30 | 100 | 100 | 0 | 0 | 0 | 0 | 1.5 | 13.34% | 0
4 | 26 | 5 | 30 | 100 | 100 | 0 | 0 | 0 | 0 | 1.5 | 13.34% | 0
4 | 26 | 6 | 30 | 100 | 10.0487 | 0.002038 | 0 | -0.00018609 | -0.00093 | 1.5 | 13.34% | 89.9513
4 | 26 | 7 | 30 | 99.95 | 14.5945 | 0.020744 | -0.00095 | -0.0018129 | -0.00906 | 1.5 | 13.34% | 85.3555
4 | 26 | 8 | 30 | 68.36 | 13.4767 | 0.034808 | -0.00126 | -0.0030235 | -0.01511 | 1.5 | 13.34% | 54.8833
4 | 26 | 9 | 30 | 31.853 | 10.8592 | 0.035775 | -0.00036 | -0.0031796 | -0.01589 | 1.5 | 13.34% | 20.9938
4 | 26 | 10 | 30 | 8.961 | 9.7824 | 0.0851 | -0.00175 | -0.005989 | -0.02993 | 1.5 | 13.34% | 0.82145
4 | 26 | 11 | 30 | 0 | 2.6196 | 0.14972 | 0 | -0.0038219 | -0.0191 | 1.5 | 13.34% | 2.6196
4 | 26 | 12 | 30 | 0 | 9.1521 | 0.08157 | 0 | -0.0068394 | -0.03418 | 1.5 | 13.34% | 9.1521
4 | 26 | 13 | 30 | 1.664 | 9.7605 | 0.065775 | -8.58e-05 | -0.0057709 | -0.02884 | 1.5 | 13.34% | 8.0965
4 | 26 | 14 | 30 | 21.964 | 12.088 | 0.065797 | -0.0019 | -0.0054007 | -0.02699 | 1.5 | 13.34% | 9.876
4 | 26 | 15 | 30 | 51.502 | 55.6179 | 0.13514 | -0.07259 | -0.0016528 | -0.00826 | 1.5 | 13.34% | 4.1159
4 | 26 | 16 | 30 | 99.758 | 94.2397 | 0.064434 | -0.06005 | -0.00034617 | -0.00173 | 1.5 | 13.34% | 5.5183
4 | 26 | 17 | 30 | 100 | 50.723 | 0.01277 | -0.00547 | -0.00066833 | -0.00334 | 1.5 | 13.34% | 49.277
4 | 26 | 18 | 30 | 100 | 9.7399 | 0.000248 | 0 | -2.2011e-05 | -0.00011 | 1.5 | 13.34% | 90.2601
4 | 26 | 19 | 30 | 100 | 100 | 0 | 0 | 0 | 0 | 1.5 | 13.34% | 0
4 | 26 | 20 | 30 | 100 | 100 | 0 | 0 | 0 | 0 | 1.5 | 13.34% | 0
4 | 26 | 21 | 30 | 100 | 100 | 0 | 0 | 0 | 0 | 1.5 | 13.34% | 0
4 | 26 | 22 | 30 | 100 | 100 | 0 | 0 | 0 | 0 | 1.5 | 13.34% | 0
4 | 26 | 23 | 30 | 100 | 100 | 0 | 0 | 0 | 0 | 1.5 | 13.34% | 0
4 | 27 | 0 | 30 | 100 | 100 | 0 | 0 | 0 | 0 | 1.5 | 13.34% | 0
4 | 27 | 1 | 30 | 100 | 100 | 0 | 0 | 0 | 0 | 1.5 | 13.34% | 0
4 | 27 | 2 | 30 | 100 | 100 | 0 | 0 | 0 | 0 | 1.5 | 13.34% | 0
4 | 27 | 3 | 30 | 100 | 100 | 0 | 0 | 0 | 0 | 1.5 | 13.34% | 0
4 | 27 | 4 | 30 | 100 | 100 | 0 | 0 | 0 | 0 | 1.5 | 13.34% | 0
4 | 27 | 5 | 30 | 100 | 100 | 0 | 0 | 0 | 0 | 1.5 | 13.34% | 0
4 | 27 | 6 | 30 | 99.631 | 10.0129 | 0.001495 | 0 | -0.00013607 | -0.00068 | 1.5 | 13.34% | 89.6181
4 | 27 | 7 | 30 | 99.994 | 53.8206 | 0.03282 | -0.01518 | -0.0016148 | -0.00807 | 1.5 | 13.34% | 46.1734
4 | 27 | 8 | 30 | 68.212 | 35.1512 | 0.057599 | -0.01589 | -0.0032236 | -0.01611 | 1.5 | 13.34% | 33.0608
4 | 27 | 9 | 30 | 31.834 | 17.3813 | 0.073284 | -0.00711 | -0.0047944 | -0.02396 | 1.5 | 13.34% | 14.4527
4 | 27 | 10 | 30 | 8.891 | 9.4463 | 0.1114 | -0.00507 | -0.0049825 | -0.0249 | 1.5 | 13.34% | 0.55527
4 | 27 | 11 | 30 | 0 | 3.4107 | 0.13857 | 0 | -0.0045703 | -0.02284 | 1.5 | 13.34% | 3.4107
4 | 27 | 12 | 30 | 0 | 1.1865 | 0.17628 | 0 | -0.002067 | -0.01033 | 1.5 | 13.34% | 1.1865
4 | 27 | 13 | 30 | 1.715 | 6.4738 | 0.1155 | -0.00181 | -0.0053227 | -0.0266 | 1.5 | 13.34% | 4.7588
4 | 27 | 14 | 30 | 22.072 | 24.3234 | 0.12685 | -0.02766 | -0.0025693 | -0.01284 | 1.5 | 13.34% | 2.2514
4 | 27 | 15 | 30 | 51.605 | 15.4067 | 0.048651 | -0.00284 | -0.004034 | -0.02016 | 1.5 | 13.34% | 36.1983
4 | 27 | 16 | 30 | 99.718 | 13.9735 | 0.023515 | -0.00093 | -0.002067 | -0.01033 | 1.5 | 13.34% | 85.7445
4 | 27 | 17 | 30 | 100 | 10.0851 | 0.00249 | 0 | -0.00022811 | -0.00114 | 1.5 | 13.34% | 89.9149
4 | 27 | 18 | 30 | 100 | 10.0855 | 6.88e-05 | 0 | -6.3031e-06 | -3.15e-05 | 1.5 | 13.34% | 89.9145
4 | 27 | 19 | 30 | 100 | 100 | 0 | 0 | 0 | 0 | 1.5 | 13.34% | 0
4 | 27 | 20 | 30 | 100 | 100 | 0 | 0 | 0 | 0 | 1.5 | 13.34% | 0
4 | 27 | 21 | 30 | 100 | 100 | 0 | 0 | 0 | 0 | 1.5 | 13.34% | 0
4 | 27 | 22 | 30 | 100 | 100 | 0 | 0 | 0 | 0 | 1.5 | 13.34% | 0
4 | 27 | 23 | 30 | 100 | 100 | 0 | 0 | 0 | 0 | 1.5 | 13.34% | 0
4 | 28 | 0 | 30 | 100 | 100 | 0 | 0 | 0 | 0 | 1.5 | 13.34% | 0
4 | 28 | 1 | 30 | 100 | 100 | 0 | 0 | 0 | 0 | 1.5 | 13.34% | 0
4 | 28 | 2 | 30 | 100 | 100 | 0 | 0 | 0 | 0 | 1.5 | 13.34% | 0
4 | 28 | 3 | 30 | 100 | 100 | 0 | 0 | 0 | 0 | 1.5 | 13.34% | 0
4 | 28 | 4 | 30 | 100 | 100 | 0 | 0 | 0 | 0 | 1.5 | 13.34% | 0
4 | 28 | 5 | 30 | 100 | 100 | 0 | 0 | 0 | 0 | 1.5 | 13.34% | 0
4 | 28 | 6 | 30 | 100 | 10.0405 | 0.000943 | 0 | -8.6043e-05 | -0.00043 | 1.5 | 13.34% | 89.9595
4 | 28 | 7 | 30 | 99.98 | 12.4172 | 0.014757 | -0.00035 | -0.0013187 | -0.00659 | 1.5 | 13.34% | 87.5628
4 | 28 | 8 | 30 | 68.154 | 12.0439 | 0.026365 | -0.00055 | -0.0023432 | -0.01171 | 1.5 | 13.34% | 56.1101
4 | 28 | 9 | 30 | 31.753 | 10.9837 | 0.038368 | -0.00045 | -0.0033917 | -0.01695 | 1.5 | 13.34% | 20.7693
4 | 28 | 10 | 30 | 8.824 | 10.0387 | 0.046612 | -0.00015 | -0.0041161 | -0.02057 | 1.5 | 13.34% | 1.2147
4 | 28 | 11 | 30 | 0 | 9.6727 | 0.052069 | 0 | -0.0045923 | -0.02295 | 1.5 | 13.34% | 9.6727
4 | 28 | 12 | 30 | 0 | 9.6697 | 0.053037 | 0 | -0.0046763 | -0.02337 | 1.5 | 13.34% | 9.6697
4 | 28 | 13 | 30 | 1.785 | 9.7674 | 0.052022 | -6.67e-05 | -0.0045683 | -0.02283 | 1.5 | 13.34% | 7.9824
4 | 28 | 14 | 30 | 22.125 | 10.8608 | 0.044177 | -0.00049 | -0.0038859 | -0.01942 | 1.5 | 13.34% | 11.2642
4 | 28 | 15 | 30 | 51.628 | 12.0932 | 0.032792 | -0.00072 | -0.0028954 | -0.01447 | 1.5 | 13.34% | 39.5348
4 | 28 | 16 | 30 | 99.668 | 12.9338 | 0.020052 | -0.00058 | -0.0017829 | -0.00891 | 1.5 | 13.34% | 86.7342
4 | 28 | 17 | 30 | 100 | 11.0645 | 0.007259 | -7.2e-05 | -0.00065833 | -0.00329 | 1.5 | 13.34% | 88.9355
4 | 28 | 18 | 30 | 100 | 10.1007 | 6.02e-05 | 0 | -5.5228e-06 | -2.76e-05 | 1.5 | 13.34% | 89.8993
4 | 28 | 19 | 30 | 100 | 100 | 0 | 0 | 0 | 0 | 1.5 | 13.34% | 0
4 | 28 | 20 | 30 | 100 | 100 | 0 | 0 | 0 | 0 | 1.5 | 13.34% | 0
4 | 28 | 21 | 30 | 100 | 100 | 0 | 0 | 0 | 0 | 1.5 | 13.34% | 0
4 | 28 | 22 | 30 | 100 | 100 | 0 | 0 | 0 | 0 | 1.5 | 13.34% | 0
4 | 28 | 23 | 30 | 100 | 100 | 0 | 0 | 0 | 0 | 1.5 | 13.34% | 0
4 | 29 | 0 | 30 | 100 | 100 | 0 | 0 | 0 | 0 | 1.5 | 13.34% | 0
4 | 29 | 1 | 30 | 100 | 100 | 0 | 0 | 0 | 0 | 1.5 | 13.34% | 0
4 | 29 | 2 | 30 | 100 | 100 | 0 | 0 | 0 | 0 | 1.5 | 13.34% | 0
4 | 29 | 3 | 30 | 100 | 100 | 0 | 0 | 0 | 0 | 1.5 | 13.34% | 0
4 | 29 | 4 | 30 | 100 | 100 | 0 | 0 | 0 | 0 | 1.5 | 13.34% | 0
4 | 29 | 5 | 30 | 100 | 100 | 0 | 0 | 0 | 0 | 1.5 | 13.34% | 0
4 | 29 | 6 | 30 | 100 | 10.0775 | 0.005049 | 0 | -0.00046223 | -0.00231 | 1.5 | 13.34% | 89.9225
4 | 29 | 7 | 30 | 99.995 | 75.3349 | 0.037781 | -0.02668 | -0.0010165 | -0.00508 | 1.5 | 13.34% | 24.6601
4 | 29 | 8 | 30 | 67.989 | 62.7532 | 0.1116 | -0.06759 | -0.0015007 | -0.0075 | 1.5 | 13.34% | 5.2358
4 | 29 | 9 | 30 | 31.659 | 18.2493 | 0.075661 | -0.00824 | -0.0047084 | -0.02353 | 1.5 | 13.34% | 13.4097
4 | 29 | 10 | 30 | 8.787 | 10.0172 | 0.050773 | -0.00019 | -0.0044502 | -0.02224 | 1.5 | 13.34% | 1.2302
4 | 29 | 11 | 30 | 0 | 9.4414 | 0.064505 | 0 | -0.0055648 | -0.02781 | 1.5 | 13.34% | 9.4414
4 | 29 | 12 | 30 | 0 | 10.0744 | 0.015654 | 0 | -0.0014327 | -0.00716 | 1.5 | 13.34% | 10.0744
4 | 29 | 13 | 30 | 1.834 | 9.7799 | 0.051024 | -6.29e-05 | -0.0044882 | -0.02243 | 1.5 | 13.34% | 7.9459
4 | 29 | 14 | 30 | 22.197 | 11.4936 | 0.062779 | -0.00127 | -0.0053327 | -0.02665 | 1.5 | 13.34% | 10.7034
4 | 29 | 15 | 30 | 51.781 | 12.7498 | 0.037701 | -0.0011 | -0.0032876 | -0.01643 | 1.5 | 13.34% | 39.0312
4 | 29 | 16 | 30 | 99.799 | 62.3447 | 0.047179 | -0.02636 | -0.0018809 | -0.0094 | 1.5 | 13.34% | 37.4543
4 | 29 | 17 | 30 | 99.915 | 17.739 | 0.011651 | -0.00091 | -0.00098249 | -0.00491 | 1.5 | 13.34% | 82.176
4 | 29 | 18 | 30 | 100 | 10.1007 | 6.02e-05 | 0 | -5.5228e-06 | -2.76e-05 | 1.5 | 13.34% | 89.8993
4 | 29 | 19 | 30 | 100 | 100 | 0 | 0 | 0 | 0 | 1.5 | 13.34% | 0
4 | 29 | 20 | 30 | 100 | 100 | 0 | 0 | 0 | 0 | 1.5 | 13.34% | 0
4 | 29 | 21 | 30 | 100 | 100 | 0 | 0 | 0 | 0 | 1.5 | 13.34% | 0
4 | 29 | 22 | 30 | 100 | 100 | 0 | 0 | 0 | 0 | 1.5 | 13.34% | 0
4 | 29 | 23 | 30 | 100 | 100 | 0 | 0 | 0 | 0 | 1.5 | 13.34% | 0
4 | 30 | 0 | 30 | 100 | 100 | 0 | 0 | 0 | 0 | 1.5 | 13.34% | 0
4 | 30 | 1 | 30 | 100 | 100 | 0 | 0 | 0 | 0 | 1.5 | 13.34% | 0
4 | 30 | 2 | 30 | 100 | 100 | 0 | 0 | 0 | 0 | 1.5 | 13.34% | 0
4 | 30 | 3 | 30 | 100 | 100 | 0 | 0 | 0 | 0 | 1.5 | 13.34% | 0
4 | 30 | 4 | 30 | 100 | 100 | 0 | 0 | 0 | 0 | 1.5 | 13.34% | 0
4 | 30 | 5 | 30 | 100 | 100 | 0 | 0 | 0 | 0 | 1.5 | 13.34% | 0
4 | 30 | 6 | 30 | 99.975 | 9.9951 | 0.001057 | 0 | -9.6048e-05 | -0.00048 | 1.5 | 13.34% | 89.9799
4 | 30 | 7 | 30 | 100 | 11.9605 | 0.013581 | -0.00026 | -0.0012186 | -0.00609 | 1.5 | 13.34% | 88.0395
4 | 30 | 8 | 30 | 67.935 | 11.8674 | 0.025246 | -0.00048 | -0.0022491 | -0.01124 | 1.5 | 13.34% | 56.0676
4 | 30 | 9 | 30 | 31.593 | 10.7868 | 0.034657 | -0.00032 | -0.0030855 | -0.01542 | 1.5 | 13.34% | 20.8062
4 | 30 | 10 | 30 | 8.731 | 10.0369 | 0.042755 | -0.00011 | -0.0037999 | -0.01899 | 1.5 | 13.34% | 1.3059
4 | 30 | 11 | 30 | 0 | 9.7771 | 0.045878 | 0 | -0.004086 | -0.02042 | 1.5 | 13.34% | 9.7771
4 | 30 | 12 | 30 | 0 | 9.7687 | 0.047173 | 0 | -0.0041981 | -0.02098 | 1.5 | 13.34% | 9.7687
4 | 30 | 13 | 30 | 1.826 | 9.864 | 0.044327 | -3.94e-05 | -0.003944 | -0.01971 | 1.5 | 13.34% | 8.038
4 | 30 | 14 | 30 | 22.239 | 10.6406 | 0.038513 | -0.00031 | -0.0034237 | -0.01711 | 1.5 | 13.34% | 11.5984
4 | 30 | 15 | 30 | 51.92 | 11.7607 | 0.030024 | -0.00055 | -0.0026673 | -0.01333 | 1.5 | 13.34% | 40.1593
4 | 30 | 16 | 30 | 99.773 | 12.5085 | 0.018616 | -0.00046 | -0.0016608 | -0.0083 | 1.5 | 13.34% | 87.2645
4 | 30 | 17 | 30 | 100 | 10.886 | 0.006844 | -5.72e-05 | -0.00062031 | -0.0031 | 1.5 | 13.34% | 89.114
4 | 30 | 18 | 30 | 100 | 10.0517 | 6.2e-05 | 0 | -5.6628e-06 | -2.83e-05 | 1.5 | 13.34% | 89.9483
4 | 30 | 19 | 30 | 100 | 100 | 0 | 0 | 0 | 0 | 1.5 | 13.34% | 0
4 | 30 | 20 | 30 | 100 | 100 | 0 | 0 | 0 | 0 | 1.5 | 13.34% | 0
4 | 30 | 21 | 30 | 100 | 100 | 0 | 0 | 0 | 0 | 1.5 | 13.34% | 0
4 | 30 | 22 | 30 | 100 | 100 | 0 | 0 | 0 | 0 | 1.5 | 13.34% | 0
4 | 30 | 23 | 30 | 100 | 100 | 0 | 0 | 0 | 0 | 1.5 | 13.34% | 0
5 | 1 | 0 | 30 | 100 | 100 | 0 | 0 | 0 | 0 | 1.5 | 13.34% | 0
5 | 1 | 1 | 30 | 100 | 100 | 0 | 0 | 0 | 0 | 1.5 | 13.34% | 0
5 | 1 | 2 | 30 | 100 | 100 | 0 | 0 | 0 | 0 | 1.5 | 13.34% | 0
5 | 1 | 3 | 30 | 100 | 100 | 0 | 0 | 0 | 0 | 1.5 | 13.34% | 0
5 | 1 | 4 | 30 | 100 | 100 | 0 | 0 | 0 | 0 | 1.5 | 13.34% | 0
5 | 1 | 5 | 30 | 100 | 100 | 0 | 0 | 0 | 0 | 1.5 | 13.34% | 0
5 | 1 | 6 | 30 | 100 | 10.0727 | 0.000984 | 0 | -9.0045e-05 | -0.00045 | 1.5 | 13.34% | 89.9273
5 | 1 | 7 | 30 | 99.968 | 10.0784 | 0.006797 | 0 | -0.00062231 | -0.00311 | 1.5 | 13.34% | 89.8896
5 | 1 | 8 | 30 | 67.753 | 10.0734 | 0.012813 | 0 | -0.0011726 | -0.00586 | 1.5 | 13.34% | 57.6796
5 | 1 | 9 | 30 | 31.569 | 10.0748 | 0.018583 | 0 | -0.0017009 | -0.0085 | 1.5 | 13.34% | 21.4942
5 | 1 | 10 | 30 | 8.708 | 10.0751 | 0.022933 | 0 | -0.002099 | -0.01049 | 1.5 | 13.34% | 1.3671
5 | 1 | 11 | 30 | 0 | 10.0739 | 0.024947 | 0 | -0.0022831 | -0.01141 | 1.5 | 13.34% | 10.0739
5 | 1 | 12 | 30 | 0 | 10.0763 | 0.024745 | 0 | -0.0022651 | -0.01132 | 1.5 | 13.34% | 10.0763
5 | 1 | 13 | 30 | 1.875 | 10.0797 | 0.023754 | 0 | -0.0021751 | -0.01087 | 1.5 | 13.34% | 8.2047
5 | 1 | 14 | 30 | 22.257 | 10.0761 | 0.020898 | 0 | -0.001913 | -0.00956 | 1.5 | 13.34% | 12.1809
5 | 1 | 15 | 30 | 52.061 | 10.2716 | 0.017451 | -3.61e-05 | -0.0015928 | -0.00796 | 1.5 | 13.34% | 41.7894
5 | 1 | 16 | 30 | 99.824 | 10.6327 | 0.011664 | -6.69e-05 | -0.0010605 | -0.0053 | 1.5 | 13.34% | 89.1913
5 | 1 | 17 | 30 | 99.886 | 10.1916 | 0.004104 | -5.94e-06 | -0.00037419 | -0.00187 | 1.5 | 13.34% | 89.6944
5 | 1 | 18 | 30 | 100 | 10.0831 | 5.68e-05 | 0 | -5.2026e-06 | -2.6e-05 | 1.5 | 13.34% | 89.9169
5 | 1 | 19 | 30 | 100 | 100 | 0 | 0 | 0 | 0 | 1.5 | 13.34% | 0
5 | 1 | 20 | 30 | 100 | 100 | 0 | 0 | 0 | 0 | 1.5 | 13.34% | 0
5 | 1 | 21 | 30 | 100 | 100 | 0 | 0 | 0 | 0 | 1.5 | 13.34% | 0
5 | 1 | 22 | 30 | 100 | 100 | 0 | 0 | 0 | 0 | 1.5 | 13.34% | 0
5 | 1 | 23 | 30 | 100 | 100 | 0 | 0 | 0 | 0 | 1.5 | 13.34% | 0
5 | 2 | 0 | 30 | 100 | 100 | 0 | 0 | 0 | 0 | 1.5 | 13.34% | 0
5 | 2 | 1 | 30 | 100 | 100 | 0 | 0 | 0 | 0 | 1.5 | 13.34% | 0
5 | 2 | 2 | 30 | 100 | 100 | 0 | 0 | 0 | 0 | 1.5 | 13.34% | 0
5 | 2 | 3 | 30 | 100 | 100 | 0 | 0 | 0 | 0 | 1.5 | 13.34% | 0
5 | 2 | 4 | 30 | 100 | 100 | 0 | 0 | 0 | 0 | 1.5 | 13.34% | 0
5 | 2 | 5 | 30 | 100 | 100 | 0 | 0 | 0 | 0 | 1.5 | 13.34% | 0
5 | 2 | 6 | 30 | 100 | 10.0834 | 0.004522 | 0 | -0.00041421 | -0.00207 | 1.5 | 13.34% | 89.9166
5 | 2 | 7 | 30 | 99.944 | 86.0735 | 0.040148 | -0.03341 | -0.00061631 | -0.00308 | 1.5 | 13.34% | 13.8705
5 | 2 | 8 | 30 | 67.663 | 66.1412 | 0.089672 | -0.05812 | -0.00071636 | -0.00358 | 1.5 | 13.34% | 1.5218
5 | 2 | 9 | 30 | 31.5 | 32.4084 | 0.13287 | -0.04189 | -0.00088444 | -0.00442 | 1.5 | 13.34% | 0.90843
5 | 2 | 10 | 30 | 8.626 | 8.9793 | 0.1647 | -0.01362 | -0.0010725 | -0.00536 | 1.5 | 13.34% | 0.35326
5 | 2 | 11 | 30 | 0 | 0.70937 | 0.18295 | 0 | -0.0012886 | -0.00644 | 1.5 | 13.34% | 0.70937
5 | 2 | 12 | 30 | 0 | 0.70155 | 0.18641 | 0 | -0.0012986 | -0.00649 | 1.5 | 13.34% | 0.70155
5 | 2 | 13 | 30 | 1.901 | 3.6709 | 0.17497 | -0.00506 | -0.0013147 | -0.00657 | 1.5 | 13.34% | 1.7699
5 | 2 | 14 | 30 | 22.33 | 26.4248 | 0.14964 | -0.03788 | -0.0013147 | -0.00657 | 1.5 | 13.34% | 4.0948
5 | 2 | 15 | 30 | 52.037 | 56.3061 | 0.11088 | -0.06054 | -0.0012106 | -0.00605 | 1.5 | 13.34% | 4.2691
5 | 2 | 16 | 30 | 99.755 | 93.7672 | 0.061356 | -0.05683 | -0.00036218 | -0.00181 | 1.5 | 13.34% | 5.9878
5 | 2 | 17 | 30 | 99.883 | 73.4175 | 0.010102 | -0.00691 | -0.00029215 | -0.00146 | 1.5 | 13.34% | 26.4655
5 | 2 | 18 | 30 | 100 | 10.0441 | 0.000114 | 0 | -1.0405e-05 | -5.2e-05 | 1.5 | 13.34% | 89.9559
5 | 2 | 19 | 30 | 100 | 100 | 0 | 0 | 0 | 0 | 1.5 | 13.34% | 0
5 | 2 | 20 | 30 | 100 | 100 | 0 | 0 | 0 | 0 | 1.5 | 13.34% | 0
5 | 2 | 21 | 30 | 100 | 100 | 0 | 0 | 0 | 0 | 1.5 | 13.34% | 0
5 | 2 | 22 | 30 | 100 | 100 | 0 | 0 | 0 | 0 | 1.5 | 13.34% | 0
5 | 2 | 23 | 30 | 100 | 100 | 0 | 0 | 0 | 0 | 1.5 | 13.34% | 0
5 | 3 | 0 | 30 | 100 | 100 | 0 | 0 | 0 | 0 | 1.5 | 13.34% | 0
5 | 3 | 1 | 30 | 100 | 100 | 0 | 0 | 0 | 0 | 1.5 | 13.34% | 0
5 | 3 | 2 | 30 | 100 | 100 | 0 | 0 | 0 | 0 | 1.5 | 13.34% | 0
5 | 3 | 3 | 30 | 100 | 100 | 0 | 0 | 0 | 0 | 1.5 | 13.34% | 0
5 | 3 | 4 | 30 | 100 | 100 | 0 | 0 | 0 | 0 | 1.5 | 13.34% | 0
5 | 3 | 5 | 30 | 100 | 100 | 0 | 0 | 0 | 0 | 1.5 | 13.34% | 0
5 | 3 | 6 | 30 | 99.691 | 10.0579 | 0.00462 | 0 | -0.00042221 | -0.00211 | 1.5 | 13.34% | 89.6331
5 | 3 | 7 | 30 | 99.929 | 92.5575 | 0.04205 | -0.03825 | -0.00034817 | -0.00174 | 1.5 | 13.34% | 7.3715
5 | 3 | 8 | 30 | 67.581 | 63.5457 | 0.095398 | -0.05872 | -0.0011626 | -0.00581 | 1.5 | 13.34% | 4.0353
5 | 3 | 9 | 30 | 31.465 | 31.6789 | 0.14024 | -0.04264 | -0.0013567 | -0.00678 | 1.5 | 13.34% | 0.21388
5 | 3 | 10 | 30 | 8.609 | 8.9951 | 0.17298 | -0.01402 | -0.0014127 | -0.00706 | 1.5 | 13.34% | 0.38613
5 | 3 | 11 | 30 | 0 | 0.74649 | 0.19147 | 0 | -0.0014187 | -0.00709 | 1.5 | 13.34% | 0.74649
5 | 3 | 12 | 30 | 0 | 0.73343 | 0.19403 | 0 | -0.0014127 | -0.00706 | 1.5 | 13.34% | 0.73343
5 | 3 | 13 | 30 | 1.946 | 3.6884 | 0.18135 | -0.00522 | -0.0014167 | -0.00708 | 1.5 | 13.34% | 1.7424
5 | 3 | 14 | 30 | 22.377 | 26.3741 | 0.15374 | -0.03879 | -0.0013907 | -0.00695 | 1.5 | 13.34% | 3.9971
5 | 3 | 15 | 30 | 52.076 | 56.1848 | 0.11287 | -0.06145 | -0.0012586 | -0.00629 | 1.5 | 13.34% | 4.1088
5 | 3 | 16 | 30 | 99.675 | 94.7919 | 0.06177 | -0.05798 | -0.00029415 | -0.00147 | 1.5 | 13.34% | 4.8831
5 | 3 | 17 | 30 | 99.817 | 73.8176 | 0.009772 | -0.00673 | -0.00027814 | -0.00139 | 1.5 | 13.34% | 25.9994
5 | 3 | 18 | 30 | 100 | 10.1007 | 6.02e-05 | 0 | -5.5228e-06 | -2.76e-05 | 1.5 | 13.34% | 89.8993
5 | 3 | 19 | 30 | 100 | 100 | 0 | 0 | 0 | 0 | 1.5 | 13.34% | 0
5 | 3 | 20 | 30 | 100 | 100 | 0 | 0 | 0 | 0 | 1.5 | 13.34% | 0
5 | 3 | 21 | 30 | 100 | 100 | 0 | 0 | 0 | 0 | 1.5 | 13.34% | 0
5 | 3 | 22 | 30 | 100 | 100 | 0 | 0 | 0 | 0 | 1.5 | 13.34% | 0
5 | 3 | 23 | 30 | 100 | 100 | 0 | 0 | 0 | 0 | 1.5 | 13.34% | 0
5 | 4 | 0 | 30 | 100 | 100 | 0 | 0 | 0 | 0 | 1.5 | 13.34% | 0
5 | 4 | 1 | 30 | 100 | 100 | 0 | 0 | 0 | 0 | 1.5 | 13.34% | 0
5 | 4 | 2 | 30 | 100 | 100 | 0 | 0 | 0 | 0 | 1.5 | 13.34% | 0
5 | 4 | 3 | 30 | 100 | 100 | 0 | 0 | 0 | 0 | 1.5 | 13.34% | 0
5 | 4 | 4 | 30 | 100 | 100 | 0 | 0 | 0 | 0 | 1.5 | 13.34% | 0
5 | 4 | 5 | 30 | 100 | 100 | 0 | 0 | 0 | 0 | 1.5 | 13.34% | 0
5 | 4 | 6 | 30 | 100 | 9.964 | 0.00106 | 0 | -9.6048e-05 | -0.00048 | 1.5 | 13.34% | 90.036
5 | 4 | 7 | 30 | 99.865 | 11.9821 | 0.013484 | -0.00026 | -0.0012106 | -0.00605 | 1.5 | 13.34% | 87.8829
5 | 4 | 8 | 30 | 67.567 | 13.5359 | 0.035025 | -0.00129 | -0.0030395 | -0.01519 | 1.5 | 13.34% | 54.0311
5 | 4 | 9 | 30 | 31.376 | 11.4692 | 0.047065 | -0.00085 | -0.00408 | -0.02039 | 1.5 | 13.34% | 19.9068
5 | 4 | 10 | 30 | 8.575 | 10.0769 | 0.025301 | -3.31e-06 | -0.0023132 | -0.01156 | 1.5 | 13.34% | 1.5019
5 | 4 | 11 | 30 | 0 | 6.8697 | 0.099239 | 0 | -0.0063792 | -0.03188 | 1.5 | 13.34% | 6.8697
5 | 4 | 12 | 30 | 0 | 6.5131 | 0.10416 | 0 | -0.0063692 | -0.03183 | 1.5 | 13.34% | 6.5131
5 | 4 | 13 | 30 | 2.009 | 4.2677 | 0.15305 | -0.00398 | -0.0024472 | -0.01223 | 1.5 | 13.34% | 2.2587
5 | 4 | 14 | 30 | 22.442 | 20.2734 | 0.1005 | -0.01534 | -0.0041861 | -0.02092 | 1.5 | 13.34% | 2.1686
5 | 4 | 15 | 30 | 52.165 | 10.5217 | 0.019622 | -9.63e-05 | -0.0017809 | -0.0089 | 1.5 | 13.34% | 41.6433
5 | 4 | 16 | 30 | 99.575 | 16.5721 | 0.028432 | -0.00188 | -0.0024292 | -0.01214 | 1.5 | 13.34% | 83.0029
5 | 4 | 17 | 30 | 100 | 10.0896 | 0.002358 | 0 | -0.00021611 | -0.00108 | 1.5 | 13.34% | 89.9104
5 | 4 | 18 | 30 | 100 | 10.0921 | 5.85e-05 | 0 | -5.3627e-06 | -2.68e-05 | 1.5 | 13.34% | 89.9079
5 | 4 | 19 | 30 | 100 | 100 | 0 | 0 | 0 | 0 | 1.5 | 13.34% | 0
5 | 4 | 20 | 30 | 100 | 100 | 0 | 0 | 0 | 0 | 1.5 | 13.34% | 0
5 | 4 | 21 | 30 | 100 | 100 | 0 | 0 | 0 | 0 | 1.5 | 13.34% | 0
5 | 4 | 22 | 30 | 100 | 100 | 0 | 0 | 0 | 0 | 1.5 | 13.34% | 0
5 | 4 | 23 | 30 | 100 | 100 | 0 | 0 | 0 | 0 | 1.5 | 13.34% | 0
5 | 5 | 0 | 30 | 100 | 100 | 0 | 0 | 0 | 0 | 1.5 | 13.34% | 0
5 | 5 | 1 | 30 | 100 | 100 | 0 | 0 | 0 | 0 | 1.5 | 13.34% | 0
5 | 5 | 2 | 30 | 100 | 100 | 0 | 0 | 0 | 0 | 1.5 | 13.34% | 0
5 | 5 | 3 | 30 | 100 | 100 | 0 | 0 | 0 | 0 | 1.5 | 13.34% | 0
5 | 5 | 4 | 30 | 100 | 100 | 0 | 0 | 0 | 0 | 1.5 | 13.34% | 0
5 | 5 | 5 | 30 | 100 | 100 | 0 | 0 | 0 | 0 | 1.5 | 13.34% | 0
5 | 5 | 6 | 30 | 100 | 10.0869 | 0.00487 | 0 | -0.00044622 | -0.00223 | 1.5 | 13.34% | 89.9131
5 | 5 | 7 | 30 | 99.78 | 11.7652 | 0.012914 | -0.00022 | -0.0011626 | -0.00581 | 1.5 | 13.34% | 88.0148
5 | 5 | 8 | 30 | 67.521 | 36.6472 | 0.058055 | -0.01701 | -0.0031216 | -0.0156 | 1.5 | 13.34% | 30.8738
5 | 5 | 9 | 30 | 31.351 | 26.9294 | 0.10391 | -0.02417 | -0.0030035 | -0.01501 | 1.5 | 13.34% | 4.4216
5 | 5 | 10 | 30 | 8.584 | 9.7004 | 0.08987 | -0.00242 | -0.0057409 | -0.02869 | 1.5 | 13.34% | 1.1164
5 | 5 | 11 | 30 | 0 | 1.7011 | 0.16007 | 0 | -0.0026773 | -0.01338 | 1.5 | 13.34% | 1.7011
5 | 5 | 12 | 30 | 0 | 9.6104 | 0.074743 | 0 | -0.0065533 | -0.03275 | 1.5 | 13.34% | 9.6104
5 | 5 | 13 | 30 | 2.002 | 7.6274 | 0.096875 | -0.00101 | -0.005927 | -0.02962 | 1.5 | 13.34% | 5.6254
5 | 5 | 14 | 30 | 22.469 | 10.5743 | 0.036398 | -0.00026 | -0.0032456 | -0.01622 | 1.5 | 13.34% | 11.8947
5 | 5 | 15 | 30 | 52.239 | 13.207 | 0.045124 | -0.00154 | -0.003904 | -0.01951 | 1.5 | 13.34% | 39.032
5 | 5 | 16 | 30 | 99.48 | 10.0942 | 0.00646 | 0 | -0.0005923 | -0.00296 | 1.5 | 13.34% | 89.3858
5 | 5 | 17 | 30 | 99.899 | 10.0334 | 0.00237 | 0 | -0.00021611 | -0.00108 | 1.5 | 13.34% | 89.8656
5 | 5 | 18 | 30 | 100 | 10.0921 | 5.85e-05 | 0 | -5.3627e-06 | -2.68e-05 | 1.5 | 13.34% | 89.9079
5 | 5 | 19 | 30 | 100 | 100 | 0 | 0 | 0 | 0 | 1.5 | 13.34% | 0
5 | 5 | 20 | 30 | 100 | 100 | 0 | 0 | 0 | 0 | 1.5 | 13.34% | 0
5 | 5 | 21 | 30 | 100 | 100 | 0 | 0 | 0 | 0 | 1.5 | 13.34% | 0
5 | 5 | 22 | 30 | 100 | 100 | 0 | 0 | 0 | 0 | 1.5 | 13.34% | 0
5 | 5 | 23 | 30 | 100 | 100 | 0 | 0 | 0 | 0 | 1.5 | 13.34% | 0
5 | 6 | 0 | 30 | 100 | 100 | 0 | 0 | 0 | 0 | 1.5 | 13.34% | 0
5 | 6 | 1 | 30 | 100 | 100 | 0 | 0 | 0 | 0 | 1.5 | 13.34% | 0
5 | 6 | 2 | 30 | 100 | 100 | 0 | 0 | 0 | 0 | 1.5 | 13.34% | 0
5 | 6 | 3 | 30 | 100 | 100 | 0 | 0 | 0 | 0 | 1.5 | 13.34% | 0
5 | 6 | 4 | 30 | 100 | 100 | 0 | 0 | 0 | 0 | 1.5 | 13.34% | 0
5 | 6 | 5 | 30 | 100 | 100 | 0 | 0 | 0 | 0 | 1.5 | 13.34% | 0
5 | 6 | 6 | 30 | 100 | 10.0837 | 0.004369 | 0 | -0.0004002 | -0.002 | 1.5 | 13.34% | 89.9163
5 | 6 | 7 | 30 | 99.658 | 86.2671 | 0.039464 | -0.03293 | -0.0005983 | -0.00299 | 1.5 | 13.34% | 13.3909
5 | 6 | 8 | 30 | 67.362 | 65.948 | 0.088118 | -0.0569 | -0.00073036 | -0.00365 | 1.5 | 13.34% | 1.414
5 | 6 | 9 | 30 | 31.349 | 32.2286 | 0.12987 | -0.04058 | -0.00096448 | -0.00482 | 1.5 | 13.34% | 0.87963
5 | 6 | 10 | 30 | 8.512 | 8.991 | 0.16044 | -0.01311 | -0.0012066 | -0.00603 | 1.5 | 13.34% | 0.47895
5 | 6 | 11 | 30 | 0 | 0.78801 | 0.17736 | 0 | -0.0013867 | -0.00693 | 1.5 | 13.34% | 0.78801
5 | 6 | 12 | 30 | 0 | 0.81017 | 0.17952 | 0 | -0.0014427 | -0.00721 | 1.5 | 13.34% | 0.81017
5 | 6 | 13 | 30 | 2.034 | 3.6829 | 0.16781 | -0.00484 | -0.0012926 | -0.00646 | 1.5 | 13.34% | 1.6489
5 | 6 | 14 | 30 | 22.52 | 26.681 | 0.14207 | -0.03658 | -0.0010465 | -0.00523 | 1.5 | 13.34% | 4.161
5 | 6 | 15 | 30 | 52.209 | 57.751 | 0.10328 | -0.05831 | -0.00084642 | -0.00423 | 1.5 | 13.34% | 5.542
5 | 6 | 16 | 30 | 99.321 | 88.9161 | 0.056716 | -0.04922 | -0.00064032 | -0.0032 | 1.5 | 13.34% | 10.4049
5 | 6 | 17 | 30 | 99.886 | 58.704 | 0.009692 | -0.00501 | -0.00042821 | -0.00214 | 1.5 | 13.34% | 41.182
5 | 6 | 18 | 30 | 100 | 10.0921 | 5.85e-05 | 0 | -5.3627e-06 | -2.68e-05 | 1.5 | 13.34% | 89.9079
5 | 6 | 19 | 30 | 100 | 100 | 0 | 0 | 0 | 0 | 1.5 | 13.34% | 0
5 | 6 | 20 | 30 | 100 | 100 | 0 | 0 | 0 | 0 | 1.5 | 13.34% | 0
5 | 6 | 21 | 30 | 100 | 100 | 0 | 0 | 0 | 0 | 1.5 | 13.34% | 0
5 | 6 | 22 | 30 | 100 | 100 | 0 | 0 | 0 | 0 | 1.5 | 13.34% | 0
5 | 6 | 23 | 30 | 100 | 100 | 0 | 0 | 0 | 0 | 1.5 | 13.34% | 0
5 | 7 | 0 | 30 | 100 | 100 | 0 | 0 | 0 | 0 | 1.5 | 13.34% | 0
5 | 7 | 1 | 30 | 100 | 100 | 0 | 0 | 0 | 0 | 1.5 | 13.34% | 0
5 | 7 | 2 | 30 | 100 | 100 | 0 | 0 | 0 | 0 | 1.5 | 13.34% | 0
5 | 7 | 3 | 30 | 100 | 100 | 0 | 0 | 0 | 0 | 1.5 | 13.34% | 0
5 | 7 | 4 | 30 | 100 | 100 | 0 | 0 | 0 | 0 | 1.5 | 13.34% | 0
5 | 7 | 5 | 30 | 100 | 100 | 0 | 0 | 0 | 0 | 1.5 | 13.34% | 0
5 | 7 | 6 | 30 | 100 | 10.0772 | 0.005071 | 0 | -0.00046423 | -0.00232 | 1.5 | 13.34% | 89.9228
5 | 7 | 7 | 30 | 99.592 | 82.9633 | 0.046784 | -0.03721 | -0.00087644 | -0.00438 | 1.5 | 13.34% | 16.6287
5 | 7 | 8 | 30 | 67.335 | 62.8688 | 0.10404 | -0.06316 | -0.0013807 | -0.0069 | 1.5 | 13.34% | 4.4662
5 | 7 | 9 | 30 | 31.28 | 31.4516 | 0.15327 | -0.04607 | -0.0016248 | -0.00812 | 1.5 | 13.34% | 0.17158
5 | 7 | 10 | 30 | 8.478 | 9.0062 | 0.18932 | -0.01519 | -0.0017069 | -0.00853 | 1.5 | 13.34% | 0.52822
5 | 7 | 11 | 30 | 0 | 0.82713 | 0.20953 | 0 | -0.0017189 | -0.00859 | 1.5 | 13.34% | 0.82713
5 | 7 | 12 | 30 | 0 | 0.81585 | 0.21265 | 0 | -0.0017209 | -0.0086 | 1.5 | 13.34% | 0.81585
5 | 7 | 13 | 30 | 2.094 | 3.7499 | 0.19844 | -0.00566 | -0.0017169 | -0.00858 | 1.5 | 13.34% | 1.6559
5 | 7 | 14 | 30 | 22.559 | 26.2121 | 0.16779 | -0.04187 | -0.0016728 | -0.00836 | 1.5 | 13.34% | 3.6531
5 | 7 | 15 | 30 | 52.378 | 55.627 | 0.12281 | -0.06598 | -0.0015007 | -0.0075 | 1.5 | 13.34% | 3.249
5 | 7 | 16 | 30 | 99.188 | 84.4557 | 0.067577 | -0.05505 | -0.0010965 | -0.00548 | 1.5 | 13.34% | 14.7323
5 | 7 | 17 | 30 | 99.911 | 85.6475 | 0.008077 | -0.00668 | -0.00012806 | -0.00064 | 1.5 | 13.34% | 14.2635
5 | 7 | 18 | 30 | 100 | 10.084 | 5.33e-05 | 0 | -4.8824e-06 | -2.44e-05 | 1.5 | 13.34% | 89.916
5 | 7 | 19 | 30 | 100 | 100 | 0 | 0 | 0 | 0 | 1.5 | 13.34% | 0
5 | 7 | 20 | 30 | 100 | 100 | 0 | 0 | 0 | 0 | 1.5 | 13.34% | 0
5 | 7 | 21 | 30 | 100 | 100 | 0 | 0 | 0 | 0 | 1.5 | 13.34% | 0
5 | 7 | 22 | 30 | 100 | 100 | 0 | 0 | 0 | 0 | 1.5 | 13.34% | 0
5 | 7 | 23 | 30 | 100 | 100 | 0 | 0 | 0 | 0 | 1.5 | 13.34% | 0
5 | 8 | 0 | 30 | 100 | 100 | 0 | 0 | 0 | 0 | 1.5 | 13.34% | 0
5 | 8 | 1 | 30 | 100 | 100 | 0 | 0 | 0 | 0 | 1.5 | 13.34% | 0
5 | 8 | 2 | 30 | 100 | 100 | 0 | 0 | 0 | 0 | 1.5 | 13.34% | 0
5 | 8 | 3 | 30 | 100 | 100 | 0 | 0 | 0 | 0 | 1.5 | 13.34% | 0
5 | 8 | 4 | 30 | 100 | 100 | 0 | 0 | 0 | 0 | 1.5 | 13.34% | 0
5 | 8 | 5 | 30 | 100 | 100 | 0 | 0 | 0 | 0 | 1.5 | 13.34% | 0
5 | 8 | 6 | 30 | 100 | 10.0435 | 0.003771 | 0 | -0.00034417 | -0.00172 | 1.5 | 13.34% | 89.9565
5 | 8 | 7 | 30 | 99.456 | 71.9806 | 0.035809 | -0.0239 | -0.0010905 | -0.00545 | 1.5 | 13.34% | 27.4754
5 | 8 | 8 | 30 | 67.281 | 57.9883 | 0.077171 | -0.04218 | -0.0016268 | -0.00813 | 1.5 | 13.34% | 9.2927
5 | 8 | 9 | 30 | 31.307 | 29.3389 | 0.11318 | -0.03039 | -0.0021771 | -0.01088 | 1.5 | 13.34% | 1.9681
5 | 8 | 10 | 30 | 8.468 | 9.1287 | 0.13947 | -0.00981 | -0.0026773 | -0.01338 | 1.5 | 13.34% | 0.66066
5 | 8 | 11 | 30 | 0 | 1.9072 | 0.15535 | 0 | -0.0029075 | -0.01453 | 1.5 | 13.34% | 1.9072
5 | 8 | 12 | 30 | 0 | 2.0752 | 0.15502 | 0 | -0.0031516 | -0.01575 | 1.5 | 13.34% | 2.0752
5 | 8 | 13 | 30 | 2.068 | 4.9777 | 0.14663 | -0.0044 | -0.0027614 | -0.0138 | 1.5 | 13.34% | 2.9097
5 | 8 | 14 | 30 | 22.496 | 24.4155 | 0.12277 | -0.02696 | -0.0024232 | -0.01211 | 1.5 | 13.34% | 1.9195
5 | 8 | 15 | 30 | 52.383 | 51.1696 | 0.09012 | -0.04331 | -0.0018549 | -0.00927 | 1.5 | 13.34% | 1.2134
5 | 8 | 16 | 30 | 98.97 | 76.7083 | 0.050585 | -0.0366 | -0.0012466 | -0.00623 | 1.5 | 13.34% | 22.2617
5 | 8 | 17 | 30 | 99.717 | 41.8252 | 0.010321 | -0.00342 | -0.00063232 | -0.00316 | 1.5 | 13.34% | 57.8918
5 | 8 | 18 | 30 | 100 | 10.0629 | 4.99e-05 | 0 | -4.5623e-06 | -2.28e-05 | 1.5 | 13.34% | 89.9371
5 | 8 | 19 | 30 | 100 | 100 | 0 | 0 | 0 | 0 | 1.5 | 13.34% | 0
5 | 8 | 20 | 30 | 100 | 100 | 0 | 0 | 0 | 0 | 1.5 | 13.34% | 0
5 | 8 | 21 | 30 | 100 | 100 | 0 | 0 | 0 | 0 | 1.5 | 13.34% | 0
5 | 8 | 22 | 30 | 100 | 100 | 0 | 0 | 0 | 0 | 1.5 | 13.34% | 0
5 | 8 | 23 | 30 | 100 | 100 | 0 | 0 | 0 | 0 | 1.5 | 13.34% | 0
5 | 9 | 0 | 30 | 100 | 100 | 0 | 0 | 0 | 0 | 1.5 | 13.34% | 0
5 | 9 | 1 | 30 | 100 | 100 | 0 | 0 | 0 | 0 | 1.5 | 13.34% | 0
5 | 9 | 2 | 30 | 100 | 100 | 0 | 0 | 0 | 0 | 1.5 | 13.34% | 0
5 | 9 | 3 | 30 | 100 | 100 | 0 | 0 | 0 | 0 | 1.5 | 13.34% | 0
5 | 9 | 4 | 30 | 100 | 100 | 0 | 0 | 0 | 0 | 1.5 | 13.34% | 0
5 | 9 | 5 | 30 | 100 | 100 | 0 | 0 | 0 | 0 | 1.5 | 13.34% | 0
5 | 9 | 6 | 30 | 99.353 | 10.1085 | 0.001177 | 0 | -0.00010805 | -0.00054 | 1.5 | 13.34% | 89.2445
5 | 9 | 7 | 30 | 99.2 | 10.604 | 0.009043 | -4.93e-05 | -0.00082241 | -0.00411 | 1.5 | 13.34% | 88.596
5 | 9 | 8 | 30 | 67.159 | 11.9253 | 0.025471 | -0.0005 | -0.0022671 | -0.01133 | 1.5 | 13.34% | 55.2337
5 | 9 | 9 | 30 | 31.241 | 11.0817 | 0.039894 | -0.00052 | -0.0035118 | -0.01755 | 1.5 | 13.34% | 20.1593
5 | 9 | 10 | 30 | 8.461 | 9.9258 | 0.073333 | -0.00079 | -0.0059029 | -0.0295 | 1.5 | 13.34% | 1.4648
5 | 9 | 11 | 30 | 0 | 6.2907 | 0.10356 | 0 | -0.0061291 | -0.03063 | 1.5 | 13.34% | 6.2907
5 | 9 | 12 | 30 | 0 | 1.1236 | 0.17109 | 0 | -0.0019009 | -0.0095 | 1.5 | 13.34% | 1.1236
5 | 9 | 13 | 30 | 2.121 | 5.9449 | 0.12639 | -0.00303 | -0.0042321 | -0.02115 | 1.5 | 13.34% | 3.8239
5 | 9 | 14 | 30 | 22.564 | 15.0994 | 0.075881 | -0.00555 | -0.0051326 | -0.02565 | 1.5 | 13.34% | 7.4646
5 | 9 | 15 | 30 | 52.375 | 44.4543 | 0.080252 | -0.03186 | -0.0026413 | -0.0132 | 1.5 | 13.34% | 7.9207
5 | 9 | 16 | 30 | 98.801 | 83.421 | 0.072534 | -0.0582 | -0.0012586 | -0.00629 | 1.5 | 13.34% | 15.38
5 | 9 | 17 | 30 | 99.628 | 70.8471 | 0.008207 | -0.00537 | -0.00026013 | -0.0013 | 1.5 | 13.34% | 28.7809
5 | 9 | 18 | 30 | 100 | 10.0554 | 0.000212 | 0 | -1.937e-05 | -9.68e-05 | 1.5 | 13.34% | 89.9446
5 | 9 | 19 | 30 | 100 | 100 | 0 | 0 | 0 | 0 | 1.5 | 13.34% | 0
5 | 9 | 20 | 30 | 100 | 100 | 0 | 0 | 0 | 0 | 1.5 | 13.34% | 0
5 | 9 | 21 | 30 | 100 | 100 | 0 | 0 | 0 | 0 | 1.5 | 13.34% | 0
5 | 9 | 22 | 30 | 100 | 100 | 0 | 0 | 0 | 0 | 1.5 | 13.34% | 0
5 | 9 | 23 | 30 | 100 | 100 | 0 | 0 | 0 | 0 | 1.5 | 13.34% | 0
5 | 10 | 0 | 30 | 100 | 100 | 0 | 0 | 0 | 0 | 1.5 | 13.34% | 0
5 | 10 | 1 | 30 | 100 | 100 | 0 | 0 | 0 | 0 | 1.5 | 13.34% | 0
5 | 10 | 2 | 30 | 100 | 100 | 0 | 0 | 0 | 0 | 1.5 | 13.34% | 0
5 | 10 | 3 | 30 | 100 | 100 | 0 | 0 | 0 | 0 | 1.5 | 13.34% | 0
5 | 10 | 4 | 30 | 100 | 100 | 0 | 0 | 0 | 0 | 1.5 | 13.34% | 0
5 | 10 | 5 | 30 | 100 | 100 | 0 | 0 | 0 | 0 | 1.5 | 13.34% | 0
5 | 10 | 6 | 30 | 99.981 | 10.1293 | 0.000979 | 0 | -9.0045e-05 | -0.00045 | 1.5 | 13.34% | 89.8517
5 | 10 | 7 | 30 | 99.105 | 26.5187 | 0.025153 | -0.00425 | -0.001913 | -0.00956 | 1.5 | 13.34% | 72.5863
5 | 10 | 8 | 30 | 67.24 | 34.5429 | 0.055704 | -0.01498 | -0.0031676 | -0.01583 | 1.5 | 13.34% | 32.6971
5 | 10 | 9 | 30 | 31.237 | 19.2594 | 0.076998 | -0.00946 | -0.0045023 | -0.0225 | 1.5 | 13.34% | 11.9776
5 | 10 | 10 | 30 | 8.444 | 9.5853 | 0.097195 | -0.00342 | -0.0053807 | -0.02689 | 1.5 | 13.34% | 1.1413
5 | 10 | 11 | 30 | 0 | 6.1474 | 0.10469 | 0 | -0.006063 | -0.0303 | 1.5 | 13.34% | 6.1474
5 | 10 | 12 | 30 | 0 | 6.1343 | 0.10632 | 0 | -0.0061451 | -0.03071 | 1.5 | 13.34% | 6.1343
5 | 10 | 13 | 30 | 2.094 | 8.2436 | 0.090115 | -0.00092 | -0.006013 | -0.03005 | 1.5 | 13.34% | 6.1496
5 | 10 | 14 | 30 | 22.601 | 18.1093 | 0.088675 | -0.01054 | -0.0046723 | -0.02335 | 1.5 | 13.34% | 4.4917
5 | 10 | 15 | 30 | 52.421 | 29.6599 | 0.062498 | -0.01375 | -0.0036918 | -0.01845 | 1.5 | 13.34% | 22.7611
5 | 10 | 16 | 30 | 98.596 | 43.6383 | 0.038451 | -0.01352 | -0.0022691 | -0.01134 | 1.5 | 13.34% | 54.9577
5 | 10 | 17 | 30 | 99.334 | 16.8657 | 0.011009 | -0.00076 | -0.00093847 | -0.00469 | 1.5 | 13.34% | 82.4683
5 | 10 | 18 | 30 | 100 | 10.0608 | 6.37e-05 | 0 | -5.8229e-06 | -2.91e-05 | 1.5 | 13.34% | 89.9392
5 | 10 | 19 | 30 | 100 | 100 | 0 | 0 | 0 | 0 | 1.5 | 13.34% | 0
5 | 10 | 20 | 30 | 100 | 100 | 0 | 0 | 0 | 0 | 1.5 | 13.34% | 0
5 | 10 | 21 | 30 | 100 | 100 | 0 | 0 | 0 | 0 | 1.5 | 13.34% | 0
5 | 10 | 22 | 30 | 100 | 100 | 0 | 0 | 0 | 0 | 1.5 | 13.34% | 0
5 | 10 | 23 | 30 | 100 | 100 | 0 | 0 | 0 | 0 | 1.5 | 13.34% | 0
5 | 11 | 0 | 30 | 100 | 100 | 0 | 0 | 0 | 0 | 1.5 | 13.34% | 0
5 | 11 | 1 | 30 | 100 | 100 | 0 | 0 | 0 | 0 | 1.5 | 13.34% | 0
5 | 11 | 2 | 30 | 100 | 100 | 0 | 0 | 0 | 0 | 1.5 | 13.34% | 0
5 | 11 | 3 | 30 | 100 | 100 | 0 | 0 | 0 | 0 | 1.5 | 13.34% | 0
5 | 11 | 4 | 30 | 100 | 100 | 0 | 0 | 0 | 0 | 1.5 | 13.34% | 0
5 | 11 | 5 | 30 | 100 | 100 | 0 | 0 | 0 | 0 | 1.5 | 13.34% | 0
5 | 11 | 6 | 30 | 100 | 10.0636 | 0.004552 | 0 | -0.00041621 | -0.00208 | 1.5 | 13.34% | 89.9364
5 | 11 | 7 | 30 | 98.852 | 33.5726 | 0.027051 | -0.00658 | -0.0018729 | -0.00936 | 1.5 | 13.34% | 65.2794
5 | 11 | 8 | 30 | 67.189 | 46.0604 | 0.065126 | -0.02623 | -0.0025793 | -0.01289 | 1.5 | 13.34% | 21.1286
5 | 11 | 9 | 30 | 31.25 | 22.1034 | 0.085572 | -0.01393 | -0.004082 | -0.0204 | 1.5 | 13.34% | 9.1466
5 | 11 | 10 | 30 | 8.442 | 9.5428 | 0.10005 | -0.00382 | -0.0052286 | -0.02613 | 1.5 | 13.34% | 1.1008
5 | 11 | 11 | 30 | 0 | 9.8976 | 0.037793 | 0 | -0.0034037 | -0.01701 | 1.5 | 13.34% | 9.8976
5 | 11 | 12 | 30 | 0 | 6.9854 | 0.098007 | 0 | -0.0063992 | -0.03198 | 1.5 | 13.34% | 6.9854
5 | 11 | 13 | 30 | 2.169 | 8.272 | 0.089532 | -0.0009 | -0.006009 | -0.03003 | 1.5 | 13.34% | 6.103
5 | 11 | 14 | 30 | 22.541 | 15.1154 | 0.075608 | -0.00555 | -0.0051066 | -0.02552 | 1.5 | 13.34% | 7.4256
5 | 11 | 15 | 30 | 52.474 | 18.2121 | 0.049923 | -0.00447 | -0.00391 | -0.01954 | 1.5 | 13.34% | 34.2619
5 | 11 | 16 | 30 | 98.389 | 60.5129 | 0.044125 | -0.02374 | -0.0018449 | -0.00922 | 1.5 | 13.34% | 37.8761
5 | 11 | 17 | 30 | 99.579 | 56.2497 | 0.011093 | -0.00543 | -0.00051826 | -0.00259 | 1.5 | 13.34% | 43.3293
5 | 11 | 18 | 30 | 100 | 10.2621 | 0.000301 | 0 | -2.8014e-05 | -0.00014 | 1.5 | 13.34% | 89.7379
5 | 11 | 19 | 30 | 100 | 100 | 0 | 0 | 0 | 0 | 1.5 | 13.34% | 0
5 | 11 | 20 | 30 | 100 | 100 | 0 | 0 | 0 | 0 | 1.5 | 13.34% | 0
5 | 11 | 21 | 30 | 100 | 100 | 0 | 0 | 0 | 0 | 1.5 | 13.34% | 0
5 | 11 | 22 | 30 | 100 | 100 | 0 | 0 | 0 | 0 | 1.5 | 13.34% | 0
5 | 11 | 23 | 30 | 100 | 100 | 0 | 0 | 0 | 0 | 1.5 | 13.34% | 0
5 | 12 | 0 | 30 | 100 | 100 | 0 | 0 | 0 | 0 | 1.5 | 13.34% | 0
5 | 12 | 1 | 30 | 100 | 100 | 0 | 0 | 0 | 0 | 1.5 | 13.34% | 0
5 | 12 | 2 | 30 | 100 | 100 | 0 | 0 | 0 | 0 | 1.5 | 13.34% | 0
5 | 12 | 3 | 30 | 100 | 100 | 0 | 0 | 0 | 0 | 1.5 | 13.34% | 0
5 | 12 | 4 | 30 | 100 | 100 | 0 | 0 | 0 | 0 | 1.5 | 13.34% | 0
5 | 12 | 5 | 30 | 100 | 100 | 0 | 0 | 0 | 0 | 1.5 | 13.34% | 0
5 | 12 | 6 | 30 | 99.001 | 10.0965 | 0.004844 | 0 | -0.00044422 | -0.00222 | 1.5 | 13.34% | 88.9045
5 | 12 | 7 | 30 | 98.782 | 14.7504 | 0.021709 | -0.00103 | -0.0018929 | -0.00946 | 1.5 | 13.34% | 84.0316
5 | 12 | 8 | 30 | 67.121 | 12.2907 | 0.027647 | -0.00065 | -0.0024472 | -0.01223 | 1.5 | 13.34% | 54.8303
5 | 12 | 9 | 30 | 31.19 | 11.298 | 0.04358 | -0.00069 | -0.0038039 | -0.01901 | 1.5 | 13.34% | 19.892
5 | 12 | 10 | 30 | 8.439 | 10.0228 | 0.065743 | -0.00024 | -0.0057709 | -0.02884 | 1.5 | 13.34% | 1.5838
5 | 12 | 11 | 30 | 0 | 9.9141 | 0.036715 | 0 | -0.0033117 | -0.01655 | 1.5 | 13.34% | 9.9141
5 | 12 | 12 | 30 | 0 | 9.5962 | 0.055784 | 0 | -0.0048844 | -0.02441 | 1.5 | 13.34% | 9.5962
5 | 12 | 13 | 30 | 2.121 | 9.6981 | 0.058682 | -0.00012 | -0.0050785 | -0.02538 | 1.5 | 13.34% | 7.5771
5 | 12 | 14 | 30 | 22.58 | 16.2369 | 0.080111 | -0.00723 | -0.0049705 | -0.02484 | 1.5 | 13.34% | 6.3431
5 | 12 | 15 | 30 | 52.443 | 17.5905 | 0.049138 | -0.00406 | -0.0038979 | -0.01948 | 1.5 | 13.34% | 34.8525
5 | 12 | 16 | 30 | 98.17 | 15.2064 | 0.027055 | -0.00141 | -0.0023472 | -0.01173 | 1.5 | 13.34% | 82.9636
5 | 12 | 17 | 30 | 99.265 | 11.0957 | 0.008906 | -9.23e-05 | -0.0008064 | -0.00403 | 1.5 | 13.34% | 88.1693
5 | 12 | 18 | 30 | 100 | 10.0755 | 0.000148 | 0 | -1.3547e-05 | -6.77e-05 | 1.5 | 13.34% | 89.9245
5 | 12 | 19 | 30 | 100 | 100 | 0 | 0 | 0 | 0 | 1.5 | 13.34% | 0
5 | 12 | 20 | 30 | 100 | 100 | 0 | 0 | 0 | 0 | 1.5 | 13.34% | 0
5 | 12 | 21 | 30 | 100 | 100 | 0 | 0 | 0 | 0 | 1.5 | 13.34% | 0
5 | 12 | 22 | 30 | 100 | 100 | 0 | 0 | 0 | 0 | 1.5 | 13.34% | 0
5 | 12 | 23 | 30 | 100 | 100 | 0 | 0 | 0 | 0 | 1.5 | 13.34% | 0
5 | 13 | 0 | 30 | 100 | 100 | 0 | 0 | 0 | 0 | 1.5 | 13.34% | 0
5 | 13 | 1 | 30 | 100 | 100 | 0 | 0 | 0 | 0 | 1.5 | 13.34% | 0
5 | 13 | 2 | 30 | 100 | 100 | 0 | 0 | 0 | 0 | 1.5 | 13.34% | 0
5 | 13 | 3 | 30 | 100 | 100 | 0 | 0 | 0 | 0 | 1.5 | 13.34% | 0
5 | 13 | 4 | 30 | 100 | 100 | 0 | 0 | 0 | 0 | 1.5 | 13.34% | 0
5 | 13 | 5 | 30 | 100 | 100 | 0 | 0 | 0 | 0 | 1.5 | 13.34% | 0
5 | 13 | 6 | 30 | 99.101 | 10.0822 | 0.00201 | 0 | -0.00018409 | -0.00092 | 1.5 | 13.34% | 89.0188
5 | 13 | 7 | 30 | 98.609 | 13.7974 | 0.019065 | -0.00072 | -0.0016788 | -0.00839 | 1.5 | 13.34% | 84.8116
5 | 13 | 8 | 30 | 67.16 | 12.2089 | 0.02701 | -0.00061 | -0.0023952 | -0.01197 | 1.5 | 13.34% | 54.9511
5 | 13 | 9 | 30 | 31.218 | 11.5775 | 0.048703 | -0.00095 | -0.0042021 | -0.021 | 1.5 | 13.34% | 19.6405
5 | 13 | 10 | 30 | 8.486 | 10.0148 | 0.048452 | -0.00017 | -0.0042561 | -0.02127 | 1.5 | 13.34% | 1.5288
5 | 13 | 11 | 30 | 0 | 10.0559 | 0.027966 | 0 | -0.0025553 | -0.01277 | 1.5 | 13.34% | 10.0559
5 | 13 | 12 | 30 | 0 | 10.0776 | 0.026272 | 0 | -0.0024052 | -0.01202 | 1.5 | 13.34% | 10.0776
5 | 13 | 13 | 30 | 2.095 | 9.9098 | 0.040996 | -3.79e-05 | -0.0036618 | -0.0183 | 1.5 | 13.34% | 7.8148
5 | 13 | 14 | 30 | 22.606 | 10.6339 | 0.037546 | -0.0003 | -0.0033377 | -0.01668 | 1.5 | 13.34% | 11.9721
5 | 13 | 15 | 30 | 52.496 | 12.1956 | 0.04291 | -0.00099 | -0.0037819 | -0.0189 | 1.5 | 13.34% | 40.3004
5 | 13 | 16 | 30 | 97.927 | 14.3684 | 0.024537 | -0.00107 | -0.0021471 | -0.01073 | 1.5 | 13.34% | 83.5586
5 | 13 | 17 | 30 | 99.253 | 11.0358 | 0.008794 | -8.62e-05 | -0.0007964 | -0.00398 | 1.5 | 13.34% | 88.2172
5 | 13 | 18 | 30 | 100 | 10.0512 | 4.82e-05 | 0 | -4.4022e-06 | -2.2e-05 | 1.5 | 13.34% | 89.9488
5 | 13 | 19 | 30 | 100 | 100 | 0 | 0 | 0 | 0 | 1.5 | 13.34% | 0
5 | 13 | 20 | 30 | 100 | 100 | 0 | 0 | 0 | 0 | 1.5 | 13.34% | 0
5 | 13 | 21 | 30 | 100 | 100 | 0 | 0 | 0 | 0 | 1.5 | 13.34% | 0
5 | 13 | 22 | 30 | 100 | 100 | 0 | 0 | 0 | 0 | 1.5 | 13.34% | 0
5 | 13 | 23 | 30 | 100 | 100 | 0 | 0 | 0 | 0 | 1.5 | 13.34% | 0
5 | 14 | 0 | 30 | 100 | 100 | 0 | 0 | 0 | 0 | 1.5 | 13.34% | 0
5 | 14 | 1 | 30 | 100 | 100 | 0 | 0 | 0 | 0 | 1.5 | 13.34% | 0
5 | 14 | 2 | 30 | 100 | 100 | 0 | 0 | 0 | 0 | 1.5 | 13.34% | 0
5 | 14 | 3 | 30 | 100 | 100 | 0 | 0 | 0 | 0 | 1.5 | 13.34% | 0
5 | 14 | 4 | 30 | 100 | 100 | 0 | 0 | 0 | 0 | 1.5 | 13.34% | 0
5 | 14 | 5 | 30 | 100 | 100 | 0 | 0 | 0 | 0 | 1.5 | 13.34% | 0
5 | 14 | 6 | 30 | 99.319 | 10.073 | 0.00457 | 0 | -0.00041821 | -0.00209 | 1.5 | 13.34% | 89.246
5 | 14 | 7 | 30 | 98.414 | 89.5297 | 0.03859 | -0.0337 | -0.00044822 | -0.00224 | 1.5 | 13.34% | 8.8843
5 | 14 | 8 | 30 | 67.099 | 67.4556 | 0.08803 | -0.05852 | -0.00051426 | -0.00257 | 1.5 | 13.34% | 0.35659
5 | 14 | 9 | 30 | 31.196 | 31.6863 | 0.13049 | -0.03969 | -0.0012586 | -0.00629 | 1.5 | 13.34% | 0.49029
5 | 14 | 10 | 30 | 8.379 | 8.9975 | 0.16098 | -0.01306 | -0.0013067 | -0.00653 | 1.5 | 13.34% | 0.61853
5 | 14 | 11 | 30 | 0 | 0.73863 | 0.17739 | 0 | -0.0013006 | -0.0065 | 1.5 | 13.34% | 0.73863
5 | 14 | 12 | 30 | 0 | 0.72286 | 0.179 | 0 | -0.0012846 | -0.00642 | 1.5 | 13.34% | 0.72286
5 | 14 | 13 | 30 | 2.121 | 4.2009 | 0.16576 | -0.0058 | -0.0011166 | -0.00558 | 1.5 | 13.34% | 2.0799
5 | 14 | 14 | 30 | 22.662 | 26.7835 | 0.13933 | -0.03612 | -0.00094447 | -0.00472 | 1.5 | 13.34% | 4.1215
5 | 14 | 15 | 30 | 52.431 | 57.9812 | 0.10067 | -0.05714 | -0.00077839 | -0.00389 | 1.5 | 13.34% | 5.5502
5 | 14 | 16 | 30 | 97.688 | 88.3755 | 0.05411 | -0.04661 | -0.00064232 | -0.00321 | 1.5 | 13.34% | 9.3125
5 | 14 | 17 | 30 | 99.046 | 48.1346 | 0.008573 | -0.00343 | -0.00047023 | -0.00235 | 1.5 | 13.34% | 50.9114
5 | 14 | 18 | 30 | 100 | 10.0738 | 5.16e-05 | 0 | -4.7224e-06 | -2.36e-05 | 1.5 | 13.34% | 89.9262
5 | 14 | 19 | 30 | 100 | 100 | 0 | 0 | 0 | 0 | 1.5 | 13.34% | 0
5 | 14 | 20 | 30 | 100 | 100 | 0 | 0 | 0 | 0 | 1.5 | 13.34% | 0
5 | 14 | 21 | 30 | 100 | 100 | 0 | 0 | 0 | 0 | 1.5 | 13.34% | 0
5 | 14 | 22 | 30 | 100 | 100 | 0 | 0 | 0 | 0 | 1.5 | 13.34% | 0
5 | 14 | 23 | 30 | 100 | 100 | 0 | 0 | 0 | 0 | 1.5 | 13.34% | 0
5 | 15 | 0 | 30 | 100 | 100 | 0 | 0 | 0 | 0 | 1.5 | 13.34% | 0
5 | 15 | 1 | 30 | 100 | 100 | 0 | 0 | 0 | 0 | 1.5 | 13.34% | 0
5 | 15 | 2 | 30 | 100 | 100 | 0 | 0 | 0 | 0 | 1.5 | 13.34% | 0
5 | 15 | 3 | 30 | 100 | 100 | 0 | 0 | 0 | 0 | 1.5 | 13.34% | 0
5 | 15 | 4 | 30 | 100 | 100 | 0 | 0 | 0 | 0 | 1.5 | 13.34% | 0
5 | 15 | 5 | 30 | 100 | 100 | 0 | 0 | 0 | 0 | 1.5 | 13.34% | 0
5 | 15 | 6 | 30 | 99.475 | 10.0951 | 0.005041 | 0 | -0.00046223 | -0.00231 | 1.5 | 13.34% | 89.3799
5 | 15 | 7 | 30 | 98.199 | 82.4299 | 0.04438 | -0.03502 | -0.00085643 | -0.00428 | 1.5 | 13.34% | 15.7691
5 | 15 | 8 | 30 | 67.16 | 62.7281 | 0.10026 | -0.06069 | -0.0013527 | -0.00676 | 1.5 | 13.34% | 4.4319
5 | 15 | 9 | 30 | 31.186 | 31.4175 | 0.14832 | -0.0445 | -0.0015968 | -0.00798 | 1.5 | 13.34% | 0.23152
5 | 15 | 10 | 30 | 8.442 | 9.0067 | 0.18353 | -0.0147 | -0.0016788 | -0.00839 | 1.5 | 13.34% | 0.56473
5 | 15 | 11 | 30 | 0 | 0.83997 | 0.20323 | 0 | -0.0016928 | -0.00846 | 1.5 | 13.34% | 0.83997
5 | 15 | 12 | 30 | 0 | 0.82817 | 0.2061 | 0 | -0.0016928 | -0.00846 | 1.5 | 13.34% | 0.82817
5 | 15 | 13 | 30 | 2.095 | 4.3319 | 0.19206 | -0.00656 | -0.0016868 | -0.00843 | 1.5 | 13.34% | 2.2369
5 | 15 | 14 | 30 | 22.608 | 26.1862 | 0.16189 | -0.04033 | -0.0016348 | -0.00817 | 1.5 | 13.34% | 3.5782
5 | 15 | 15 | 30 | 52.429 | 55.5493 | 0.11778 | -0.06316 | -0.0014567 | -0.00728 | 1.5 | 13.34% | 3.1203
5 | 15 | 16 | 30 | 97.433 | 84.1908 | 0.063834 | -0.0518 | -0.0010545 | -0.00527 | 1.5 | 13.34% | 13.2422
5 | 15 | 17 | 30 | 98.676 | 76.5793 | 0.006525 | -0.0047 | -0.00016808 | -0.00084 | 1.5 | 13.34% | 22.0967
5 | 15 | 18 | 30 | 100 | 10.0629 | 4.99e-05 | 0 | -4.5623e-06 | -2.28e-05 | 1.5 | 13.34% | 89.9371
5 | 15 | 19 | 30 | 100 | 100 | 0 | 0 | 0 | 0 | 1.5 | 13.34% | 0
5 | 15 | 20 | 30 | 100 | 100 | 0 | 0 | 0 | 0 | 1.5 | 13.34% | 0
5 | 15 | 21 | 30 | 100 | 100 | 0 | 0 | 0 | 0 | 1.5 | 13.34% | 0
5 | 15 | 22 | 30 | 100 | 100 | 0 | 0 | 0 | 0 | 1.5 | 13.34% | 0
5 | 15 | 23 | 30 | 100 | 100 | 0 | 0 | 0 | 0 | 1.5 | 13.34% | 0
5 | 16 | 0 | 30 | 100 | 100 | 0 | 0 | 0 | 0 | 1.5 | 13.34% | 0
5 | 16 | 1 | 30 | 100 | 100 | 0 | 0 | 0 | 0 | 1.5 | 13.34% | 0
5 | 16 | 2 | 30 | 100 | 100 | 0 | 0 | 0 | 0 | 1.5 | 13.34% | 0
5 | 16 | 3 | 30 | 100 | 100 | 0 | 0 | 0 | 0 | 1.5 | 13.34% | 0
5 | 16 | 4 | 30 | 100 | 100 | 0 | 0 | 0 | 0 | 1.5 | 13.34% | 0
5 | 16 | 5 | 30 | 100 | 100 | 0 | 0 | 0 | 0 | 1.5 | 13.34% | 0
5 | 16 | 6 | 30 | 98.198 | 10.0662 | 0.004901 | 0 | -0.00044822 | -0.00224 | 1.5 | 13.34% | 88.1318
5 | 16 | 7 | 30 | 97.919 | 82.6019 | 0.043129 | -0.03412 | -0.00082441 | -0.00412 | 1.5 | 13.34% | 15.3171
5 | 16 | 8 | 30 | 67.166 | 63.6903 | 0.098056 | -0.06031 | -0.0013087 | -0.00654 | 1.5 | 13.34% | 3.4757
5 | 16 | 9 | 30 | 31.246 | 31.4443 | 0.14541 | -0.04369 | -0.0015468 | -0.00773 | 1.5 | 13.34% | 0.19829
5 | 16 | 10 | 30 | 8.396 | 9.0087 | 0.18011 | -0.01445 | -0.0016288 | -0.00814 | 1.5 | 13.34% | 0.61269
5 | 16 | 11 | 30 | 0 | 0.83026 | 0.19951 | 0 | -0.0016428 | -0.00821 | 1.5 | 13.34% | 0.83026
5 | 16 | 12 | 30 | 0 | 0.81932 | 0.2024 | 0 | -0.0016448 | -0.00822 | 1.5 | 13.34% | 0.81932
5 | 16 | 13 | 30 | 2.097 | 4.3258 | 0.18863 | -0.00645 | -0.0016388 | -0.00819 | 1.5 | 13.34% | 2.2288
5 | 16 | 14 | 30 | 22.622 | 26.2058 | 0.15903 | -0.03967 | -0.0015888 | -0.00794 | 1.5 | 13.34% | 3.5838
5 | 16 | 15 | 30 | 52.501 | 55.6104 | 0.11567 | -0.06212 | -0.0014167 | -0.00708 | 1.5 | 13.34% | 3.1094
5 | 16 | 16 | 30 | 97.241 | 84.2905 | 0.062607 | -0.05088 | -0.0010265 | -0.00513 | 1.5 | 13.34% | 12.9505
5 | 16 | 17 | 30 | 98.64 | 72.4148 | 0.006543 | -0.0044 | -0.0001961 | -0.00098 | 1.5 | 13.34% | 26.2252
5 | 16 | 18 | 30 | 100 | 10.0512 | 4.82e-05 | 0 | -4.4022e-06 | -2.2e-05 | 1.5 | 13.34% | 89.9488
5 | 16 | 19 | 30 | 100 | 100 | 0 | 0 | 0 | 0 | 1.5 | 13.34% | 0
5 | 16 | 20 | 30 | 100 | 100 | 0 | 0 | 0 | 0 | 1.5 | 13.34% | 0
5 | 16 | 21 | 30 | 100 | 100 | 0 | 0 | 0 | 0 | 1.5 | 13.34% | 0
5 | 16 | 22 | 30 | 100 | 100 | 0 | 0 | 0 | 0 | 1.5 | 13.34% | 0
5 | 16 | 23 | 30 | 100 | 100 | 0 | 0 | 0 | 0 | 1.5 | 13.34% | 0
5 | 17 | 0 | 30 | 100 | 100 | 0 | 0 | 0 | 0 | 1.5 | 13.34% | 0
5 | 17 | 1 | 30 | 100 | 100 | 0 | 0 | 0 | 0 | 1.5 | 13.34% | 0
5 | 17 | 2 | 30 | 100 | 100 | 0 | 0 | 0 | 0 | 1.5 | 13.34% | 0
5 | 17 | 3 | 30 | 100 | 100 | 0 | 0 | 0 | 0 | 1.5 | 13.34% | 0
5 | 17 | 4 | 30 | 100 | 100 | 0 | 0 | 0 | 0 | 1.5 | 13.34% | 0
5 | 17 | 5 | 30 | 100 | 100 | 0 | 0 | 0 | 0 | 1.5 | 13.34% | 0
5 | 17 | 6 | 30 | 98.835 | 10.0764 | 0.002798 | 0 | -0.00025613 | -0.00128 | 1.5 | 13.34% | 88.7586
5 | 17 | 7 | 30 | 97.769 | 41.6685 | 0.028529 | -0.00941 | -0.0017489 | -0.00874 | 1.5 | 13.34% | 56.1005
5 | 17 | 8 | 30 | 67.204 | 41.4086 | 0.059769 | -0.02074 | -0.0028354 | -0.01417 | 1.5 | 13.34% | 25.7954
5 | 17 | 9 | 30 | 31.199 | 23.3179 | 0.088113 | -0.01587 | -0.0037919 | -0.01895 | 1.5 | 13.34% | 7.8811
5 | 17 | 10 | 30 | 8.462 | 9.421 | 0.10803 | -0.0051 | -0.0046403 | -0.02319 | 1.5 | 13.34% | 0.95898
5 | 17 | 11 | 30 | 0 | 5.215 | 0.11203 | 0 | -0.0055528 | -0.02775 | 1.5 | 13.34% | 5.215
5 | 17 | 12 | 30 | 0 | 9.5836 | 0.074064 | 0 | -0.0064772 | -0.03237 | 1.5 | 13.34% | 9.5836
5 | 17 | 13 | 30 | 2.101 | 6.8688 | 0.10863 | -0.002 | -0.0051106 | -0.02554 | 1.5 | 13.34% | 4.7678
5 | 17 | 14 | 30 | 22.584 | 23.8169 | 0.11578 | -0.02428 | -0.0026613 | -0.0133 | 1.5 | 13.34% | 1.2329
5 | 17 | 15 | 30 | 52.46 | 55.8635 | 0.10905 | -0.05892 | -0.0012826 | -0.00641 | 1.5 | 13.34% | 3.4035
5 | 17 | 16 | 30 | 96.981 | 83.0672 | 0.069369 | -0.05537 | -0.0012306 | -0.00615 | 1.5 | 13.34% | 13.9138
5 | 17 | 17 | 30 | 98.519 | 52.0929 | 0.009584 | -0.00425 | -0.00048824 | -0.00244 | 1.5 | 13.34% | 46.4261
5 | 17 | 18 | 30 | 100 | 10.0492 | 0.000504 | 0 | -4.6023e-05 | -0.00023 | 1.5 | 13.34% | 89.9508
5 | 17 | 19 | 30 | 100 | 100 | 0 | 0 | 0 | 0 | 1.5 | 13.34% | 0
5 | 17 | 20 | 30 | 100 | 100 | 0 | 0 | 0 | 0 | 1.5 | 13.34% | 0
5 | 17 | 21 | 30 | 100 | 100 | 0 | 0 | 0 | 0 | 1.5 | 13.34% | 0
5 | 17 | 22 | 30 | 100 | 100 | 0 | 0 | 0 | 0 | 1.5 | 13.34% | 0
5 | 17 | 23 | 30 | 100 | 100 | 0 | 0 | 0 | 0 | 1.5 | 13.34% | 0
5 | 18 | 0 | 30 | 100 | 100 | 0 | 0 | 0 | 0 | 1.5 | 13.34% | 0
5 | 18 | 1 | 30 | 100 | 100 | 0 | 0 | 0 | 0 | 1.5 | 13.34% | 0
5 | 18 | 2 | 30 | 100 | 100 | 0 | 0 | 0 | 0 | 1.5 | 13.34% | 0
5 | 18 | 3 | 30 | 100 | 100 | 0 | 0 | 0 | 0 | 1.5 | 13.34% | 0
5 | 18 | 4 | 30 | 100 | 100 | 0 | 0 | 0 | 0 | 1.5 | 13.34% | 0
5 | 18 | 5 | 30 | 100 | 100 | 0 | 0 | 0 | 0 | 1.5 | 13.34% | 0
5 | 18 | 6 | 30 | 98.714 | 10.1223 | 0.001132 | 0 | -0.00010405 | -0.00052 | 1.5 | 13.34% | 88.5917
5 | 18 | 7 | 30 | 97.57 | 14.4941 | 0.02098 | -0.00094 | -0.0018349 | -0.00917 | 1.5 | 13.34% | 83.0759
5 | 18 | 8 | 30 | 67.234 | 15.6898 | 0.039642 | -0.00237 | -0.0033277 | -0.01663 | 1.5 | 13.34% | 51.5442
5 | 18 | 9 | 30 | 31.219 | 12.4655 | 0.056508 | -0.00176 | -0.0046983 | -0.02348 | 1.5 | 13.34% | 18.7535
5 | 18 | 10 | 30 | 8.49 | 10.0321 | 0.060462 | -0.00022 | -0.0053127 | -0.02655 | 1.5 | 13.34% | 1.5421
5 | 18 | 11 | 30 | 0 | 9.5957 | 0.072676 | 0 | -0.0063632 | -0.0318 | 1.5 | 13.34% | 9.5957
5 | 18 | 12 | 30 | 0 | 8.0015 | 0.087428 | 0 | -0.0064772 | -0.03237 | 1.5 | 13.34% | 8.0015
5 | 18 | 13 | 30 | 2.125 | 8.8992 | 0.079953 | -0.00053 | -0.006047 | -0.03022 | 1.5 | 13.34% | 6.7742
5 | 18 | 14 | 30 | 22.599 | 14.0814 | 0.070297 | -0.00408 | -0.0051005 | -0.02549 | 1.5 | 13.34% | 8.5176
5 | 18 | 15 | 30 | 52.436 | 22.2623 | 0.053521 | -0.00723 | -0.0038319 | -0.01915 | 1.5 | 13.34% | 30.1737
5 | 18 | 16 | 30 | 96.755 | 31.5846 | 0.033491 | -0.00745 | -0.0023772 | -0.01188 | 1.5 | 13.34% | 65.1704
5 | 18 | 17 | 30 | 98.307 | 15.3207 | 0.010679 | -0.00057 | -0.00092446 | -0.00462 | 1.5 | 13.34% | 82.9863
5 | 18 | 18 | 30 | 100 | 10.084 | 5.33e-05 | 0 | -4.8824e-06 | -2.44e-05 | 1.5 | 13.34% | 89.916
5 | 18 | 19 | 30 | 100 | 100 | 0 | 0 | 0 | 0 | 1.5 | 13.34% | 0
5 | 18 | 20 | 30 | 100 | 100 | 0 | 0 | 0 | 0 | 1.5 | 13.34% | 0
5 | 18 | 21 | 30 | 100 | 100 | 0 | 0 | 0 | 0 | 1.5 | 13.34% | 0
5 | 18 | 22 | 30 | 100 | 100 | 0 | 0 | 0 | 0 | 1.5 | 13.34% | 0
5 | 18 | 23 | 30 | 100 | 100 | 0 | 0 | 0 | 0 | 1.5 | 13.34% | 0
5 | 19 | 0 | 30 | 100 | 100 | 0 | 0 | 0 | 0 | 1.5 | 13.34% | 0
5 | 19 | 1 | 30 | 100 | 100 | 0 | 0 | 0 | 0 | 1.5 | 13.34% | 0
5 | 19 | 2 | 30 | 100 | 100 | 0 | 0 | 0 | 0 | 1.5 | 13.34% | 0
5 | 19 | 3 | 30 | 100 | 100 | 0 | 0 | 0 | 0 | 1.5 | 13.34% | 0
5 | 19 | 4 | 30 | 100 | 100 | 0 | 0 | 0 | 0 | 1.5 | 13.34% | 0
5 | 19 | 5 | 30 | 100 | 100 | 0 | 0 | 0 | 0 | 1.5 | 13.34% | 0
5 | 19 | 6 | 30 | 98.822 | 10.0617 | 0.007245 | 0 | -0.00066233 | -0.00331 | 1.5 | 13.34% | 88.7603
5 | 19 | 7 | 30 | 97.272 | 57.0673 | 0.031331 | -0.01562 | -0.0014387 | -0.00719 | 1.5 | 13.34% | 40.2047
5 | 19 | 8 | 30 | 67.238 | 48.2621 | 0.064912 | -0.02775 | -0.0024132 | -0.01206 | 1.5 | 13.34% | 18.9759
5 | 19 | 9 | 30 | 31.213 | 16.0106 | 0.066184 | -0.00519 | -0.0046603 | -0.02329 | 1.5 | 13.34% | 15.2024
5 | 19 | 10 | 30 | 8.493 | 9.8176 | 0.0791 | -0.00147 | -0.0057329 | -0.02865 | 1.5 | 13.34% | 1.3246
5 | 19 | 11 | 30 | 0 | 9.4915 | 0.073404 | 0 | -0.0063632 | -0.0318 | 1.5 | 13.34% | 9.4915
5 | 19 | 12 | 30 | 0 | 10.0274 | 0.029597 | 0 | -0.0026973 | -0.01348 | 1.5 | 13.34% | 10.0274
5 | 19 | 13 | 30 | 2.073 | 7.6596 | 0.096416 | -0.00131 | -0.0056428 | -0.0282 | 1.5 | 13.34% | 5.5866
5 | 19 | 14 | 30 | 22.582 | 16.9321 | 0.081834 | -0.00825 | -0.0047944 | -0.02396 | 1.5 | 13.34% | 5.6499
5 | 19 | 15 | 30 | 52.434 | 19.6812 | 0.050684 | -0.00537 | -0.0038479 | -0.01923 | 1.5 | 13.34% | 32.7528
5 | 19 | 16 | 30 | 96.487 | 44.2255 | 0.03782 | -0.01354 | -0.0022091 | -0.01104 | 1.5 | 13.34% | 52.2615
5 | 19 | 17 | 30 | 98.052 | 10.1005 | 0.002552 | 0 | -0.00023412 | -0.00117 | 1.5 | 13.34% | 87.9515
5 | 19 | 18 | 30 | 100 | 10.0831 | 5.68e-05 | 0 | -5.2026e-06 | -2.6e-05 | 1.5 | 13.34% | 89.9169
5 | 19 | 19 | 30 | 100 | 100 | 0 | 0 | 0 | 0 | 1.5 | 13.34% | 0
5 | 19 | 20 | 30 | 100 | 100 | 0 | 0 | 0 | 0 | 1.5 | 13.34% | 0
5 | 19 | 21 | 30 | 100 | 100 | 0 | 0 | 0 | 0 | 1.5 | 13.34% | 0
5 | 19 | 22 | 30 | 100 | 100 | 0 | 0 | 0 | 0 | 1.5 | 13.34% | 0
5 | 19 | 23 | 30 | 100 | 100 | 0 | 0 | 0 | 0 | 1.5 | 13.34% | 0
5 | 20 | 0 | 30 | 100 | 100 | 0 | 0 | 0 | 0 | 1.5 | 13.34% | 0
5 | 20 | 1 | 30 | 100 | 100 | 0 | 0 | 0 | 0 | 1.5 | 13.34% | 0
5 | 20 | 2 | 30 | 100 | 100 | 0 | 0 | 0 | 0 | 1.5 | 13.34% | 0
5 | 20 | 3 | 30 | 100 | 100 | 0 | 0 | 0 | 0 | 1.5 | 13.34% | 0
5 | 20 | 4 | 30 | 100 | 100 | 0 | 0 | 0 | 0 | 1.5 | 13.34% | 0
5 | 20 | 5 | 30 | 100 | 100 | 0 | 0 | 0 | 0 | 1.5 | 13.34% | 0
5 | 20 | 6 | 30 | 98.761 | 10.0602 | 0.001007 | 0 | -9.2046e-05 | -0.00046 | 1.5 | 13.34% | 88.7008
5 | 20 | 7 | 30 | 97.064 | 10.0669 | 0.004485 | 0 | -0.00041021 | -0.00205 | 1.5 | 13.34% | 86.9971
5 | 20 | 8 | 30 | 67.222 | 10.0891 | 0.008035 | 0 | -0.00073637 | -0.00368 | 1.5 | 13.34% | 57.1329
5 | 20 | 9 | 30 | 31.261 | 11.0874 | 0.051072 | -0.00067 | -0.0044942 | -0.02246 | 1.5 | 13.34% | 20.1736
5 | 20 | 10 | 30 | 8.514 | 9.7337 | 0.084703 | -0.00209 | -0.0056088 | -0.02803 | 1.5 | 13.34% | 1.2197
5 | 20 | 11 | 30 | 0 | 5.8696 | 0.10492 | 0 | -0.0058169 | -0.02907 | 1.5 | 13.34% | 5.8696
5 | 20 | 12 | 30 | 0 | 0.85718 | 0.2086 | 0 | -0.0017729 | -0.00886 | 1.5 | 13.34% | 0.85718
5 | 20 | 13 | 30 | 2.101 | 5.5214 | 0.13061 | -0.00347 | -0.0035458 | -0.01772 | 1.5 | 13.34% | 3.4204
5 | 20 | 14 | 30 | 22.555 | 12.9352 | 0.06551 | -0.0027 | -0.0051126 | -0.02555 | 1.5 | 13.34% | 9.6198
5 | 20 | 15 | 30 | 52.299 | 10.0722 | 0.011721 | 0 | -0.0010725 | -0.00536 | 1.5 | 13.34% | 42.2268
5 | 20 | 16 | 30 | 96.279 | 10.0756 | 0.005815 | 0 | -0.00053227 | -0.00266 | 1.5 | 13.34% | 86.2034
5 | 20 | 17 | 30 | 97.875 | 61.6899 | 0.006506 | -0.00358 | -0.00026813 | -0.00134 | 1.5 | 13.34% | 36.1851
5 | 20 | 18 | 30 | 100 | 9.9291 | 0.000576 | 0 | -5.2026e-05 | -0.00026 | 1.5 | 13.34% | 90.0709
5 | 20 | 19 | 30 | 100 | 100 | 0 | 0 | 0 | 0 | 1.5 | 13.34% | 0
5 | 20 | 20 | 30 | 100 | 100 | 0 | 0 | 0 | 0 | 1.5 | 13.34% | 0
5 | 20 | 21 | 30 | 100 | 100 | 0 | 0 | 0 | 0 | 1.5 | 13.34% | 0
5 | 20 | 22 | 30 | 100 | 100 | 0 | 0 | 0 | 0 | 1.5 | 13.34% | 0
5 | 20 | 23 | 30 | 100 | 100 | 0 | 0 | 0 | 0 | 1.5 | 13.34% | 0
5 | 21 | 0 | 30 | 100 | 100 | 0 | 0 | 0 | 0 | 1.5 | 13.34% | 0
5 | 21 | 1 | 30 | 100 | 100 | 0 | 0 | 0 | 0 | 1.5 | 13.34% | 0
5 | 21 | 2 | 30 | 100 | 100 | 0 | 0 | 0 | 0 | 1.5 | 13.34% | 0
5 | 21 | 3 | 30 | 100 | 100 | 0 | 0 | 0 | 0 | 1.5 | 13.34% | 0
5 | 21 | 4 | 30 | 100 | 100 | 0 | 0 | 0 | 0 | 1.5 | 13.34% | 0
5 | 21 | 5 | 30 | 100 | 100 | 0 | 0 | 0 | 0 | 1.5 | 13.34% | 0
5 | 21 | 6 | 30 | 98.521 | 10.1505 | 0.001064 | 0 | -9.8049e-05 | -0.00049 | 1.5 | 13.34% | 88.3705
5 | 21 | 7 | 30 | 96.994 | 11.3549 | 0.011584 | -0.00015 | -0.0010465 | -0.00523 | 1.5 | 13.34% | 85.6391
5 | 21 | 8 | 30 | 67.207 | 11.2513 | 0.02085 | -0.00026 | -0.0018749 | -0.00937 | 1.5 | 13.34% | 55.9557
5 | 21 | 9 | 30 | 31.27 | 10.5574 | 0.028862 | -0.00018 | -0.0025933 | -0.01296 | 1.5 | 13.34% | 20.7126
5 | 21 | 10 | 30 | 8.56 | 10.0522 | 0.035263 | -5.87e-05 | -0.0031676 | -0.01583 | 1.5 | 13.34% | 1.4922
5 | 21 | 11 | 30 | 0 | 9.8518 | 0.04005 | 0 | -0.0035918 | -0.01795 | 1.5 | 13.34% | 9.8518
5 | 21 | 12 | 30 | 0 | 9.8254 | 0.041982 | 0 | -0.0037559 | -0.01877 | 1.5 | 13.34% | 9.8254
5 | 21 | 13 | 30 | 2.05 | 9.9243 | 0.039004 | -3.26e-05 | -0.0034917 | -0.01745 | 1.5 | 13.34% | 7.8743
5 | 21 | 14 | 30 | 22.536 | 10.4956 | 0.033231 | -0.0002 | -0.0029755 | -0.01487 | 1.5 | 13.34% | 12.0404
5 | 21 | 15 | 30 | 52.379 | 11.3979 | 0.026411 | -0.00038 | -0.0023612 | -0.0118 | 1.5 | 13.34% | 40.9811
5 | 21 | 16 | 30 | 95.934 | 12.0359 | 0.016637 | -0.00033 | -0.0014927 | -0.00746 | 1.5 | 13.34% | 83.8981
5 | 21 | 17 | 30 | 97.762 | 10.4231 | 0.005983 | -2.04e-05 | -0.00054627 | -0.00273 | 1.5 | 13.34% | 87.3389
5 | 21 | 18 | 30 | 100 | 10.0738 | 5.16e-05 | 0 | -4.7224e-06 | -2.36e-05 | 1.5 | 13.34% | 89.9262
5 | 21 | 19 | 30 | 100 | 100 | 0 | 0 | 0 | 0 | 1.5 | 13.34% | 0
5 | 21 | 20 | 30 | 100 | 100 | 0 | 0 | 0 | 0 | 1.5 | 13.34% | 0
5 | 21 | 21 | 30 | 100 | 100 | 0 | 0 | 0 | 0 | 1.5 | 13.34% | 0
5 | 21 | 22 | 30 | 100 | 100 | 0 | 0 | 0 | 0 | 1.5 | 13.34% | 0
5 | 21 | 23 | 30 | 100 | 100 | 0 | 0 | 0 | 0 | 1.5 | 13.34% | 0
5 | 22 | 0 | 30 | 100 | 100 | 0 | 0 | 0 | 0 | 1.5 | 13.34% | 0
5 | 22 | 1 | 30 | 100 | 100 | 0 | 0 | 0 | 0 | 1.5 | 13.34% | 0
5 | 22 | 2 | 30 | 100 | 100 | 0 | 0 | 0 | 0 | 1.5 | 13.34% | 0
5 | 22 | 3 | 30 | 100 | 100 | 0 | 0 | 0 | 0 | 1.5 | 13.34% | 0
5 | 22 | 4 | 30 | 100 | 100 | 0 | 0 | 0 | 0 | 1.5 | 13.34% | 0
5 | 22 | 5 | 30 | 100 | 100 | 0 | 0 | 0 | 0 | 1.5 | 13.34% | 0
5 | 22 | 6 | 30 | 98.501 | 10.0667 | 0.004682 | 0 | -0.00042821 | -0.00214 | 1.5 | 13.34% | 88.4343
5 | 22 | 7 | 30 | 96.692 | 31.6812 | 0.025768 | -0.00575 | -0.0018329 | -0.00916 | 1.5 | 13.34% | 65.0108
5 | 22 | 8 | 30 | 67.32 | 23.9662 | 0.045722 | -0.00685 | -0.0033137 | -0.01656 | 1.5 | 13.34% | 43.3538
5 | 22 | 9 | 30 | 31.326 | 11.1504 | 0.052384 | -0.00073 | -0.0045983 | -0.02298 | 1.5 | 13.34% | 20.1756
5 | 22 | 10 | 30 | 8.529 | 9.0697 | 0.14098 | -0.01058 | -0.002023 | -0.01011 | 1.5 | 13.34% | 0.54072
5 | 22 | 11 | 30 | 0 | 9.0759 | 0.076354 | 0 | -0.0063532 | -0.03175 | 1.5 | 13.34% | 9.0759
5 | 22 | 12 | 30 | 0 | 9.6205 | 0.070362 | 0 | -0.0061751 | -0.03086 | 1.5 | 13.34% | 9.6205
5 | 22 | 13 | 30 | 2.006 | 9.7819 | 0.050934 | -8.14e-05 | -0.0044642 | -0.02231 | 1.5 | 13.34% | 7.7759
5 | 22 | 14 | 30 | 22.532 | 10.0691 | 0.013343 | 0 | -0.0012206 | -0.0061 | 1.5 | 13.34% | 12.4629
5 | 22 | 15 | 30 | 52.311 | 23.0244 | 0.053975 | -0.00776 | -0.0037939 | -0.01896 | 1.5 | 13.34% | 29.2866
5 | 22 | 16 | 30 | 95.716 | 18.4158 | 0.028215 | -0.0024 | -0.0023612 | -0.0118 | 1.5 | 13.34% | 77.3002
5 | 22 | 17 | 30 | 97.554 | 10.1624 | 0.004209 | -4.5e-06 | -0.00038419 | -0.00192 | 1.5 | 13.34% | 87.3916
5 | 22 | 18 | 30 | 100 | 10.084 | 5.33e-05 | 0 | -4.8824e-06 | -2.44e-05 | 1.5 | 13.34% | 89.916
5 | 22 | 19 | 30 | 100 | 100 | 0 | 0 | 0 | 0 | 1.5 | 13.34% | 0
5 | 22 | 20 | 30 | 100 | 100 | 0 | 0 | 0 | 0 | 1.5 | 13.34% | 0
5 | 22 | 21 | 30 | 100 | 100 | 0 | 0 | 0 | 0 | 1.5 | 13.34% | 0
5 | 22 | 22 | 30 | 100 | 100 | 0 | 0 | 0 | 0 | 1.5 | 13.34% | 0
5 | 22 | 23 | 30 | 100 | 100 | 0 | 0 | 0 | 0 | 1.5 | 13.34% | 0
5 | 23 | 0 | 30 | 100 | 100 | 0 | 0 | 0 | 0 | 1.5 | 13.34% | 0
5 | 23 | 1 | 30 | 100 | 100 | 0 | 0 | 0 | 0 | 1.5 | 13.34% | 0
5 | 23 | 2 | 30 | 100 | 100 | 0 | 0 | 0 | 0 | 1.5 | 13.34% | 0
5 | 23 | 3 | 30 | 100 | 100 | 0 | 0 | 0 | 0 | 1.5 | 13.34% | 0
5 | 23 | 4 | 30 | 100 | 100 | 0 | 0 | 0 | 0 | 1.5 | 13.34% | 0
5 | 23 | 5 | 30 | 100 | 100 | 0 | 0 | 0 | 0 | 1.5 | 13.34% | 0
5 | 23 | 6 | 30 | 98.325 | 10.0745 | 0.004307 | 0 | -0.0003942 | -0.00197 | 1.5 | 13.34% | 88.2505
5 | 23 | 7 | 30 | 96.484 | 79.033 | 0.034304 | -0.0257 | -0.00078839 | -0.00394 | 1.5 | 13.34% | 17.451
5 | 23 | 8 | 30 | 67.437 | 63.3182 | 0.077931 | -0.04757 | -0.0010865 | -0.00543 | 1.5 | 13.34% | 4.1188
5 | 23 | 9 | 30 | 31.299 | 31.1436 | 0.11652 | -0.03447 | -0.0013867 | -0.00693 | 1.5 | 13.34% | 0.15537
5 | 23 | 10 | 30 | 8.583 | 9.04 | 0.14488 | -0.01126 | -0.0016848 | -0.00842 | 1.5 | 13.34% | 0.457
5 | 23 | 11 | 30 | 0 | 1.2005 | 0.16058 | 0 | -0.001905 | -0.00952 | 1.5 | 13.34% | 1.2005
5 | 23 | 12 | 30 | 0 | 1.1516 | 0.16399 | 0 | -0.0018669 | -0.00933 | 1.5 | 13.34% | 1.1516
5 | 23 | 13 | 30 | 2.016 | 4.4648 | 0.15358 | -0.00512 | -0.0016628 | -0.00831 | 1.5 | 13.34% | 2.4488
5 | 23 | 14 | 30 | 22.418 | 26.1233 | 0.12985 | -0.03221 | -0.0013567 | -0.00678 | 1.5 | 13.34% | 3.7053
5 | 23 | 15 | 30 | 52.295 | 56.3819 | 0.094674 | -0.05178 | -0.0010225 | -0.00511 | 1.5 | 13.34% | 4.0869
5 | 23 | 16 | 30 | 95.489 | 86.1766 | 0.051368 | -0.0429 | -0.00073437 | -0.00367 | 1.5 | 13.34% | 9.3124
5 | 23 | 17 | 30 | 97.281 | 42.7489 | 0.007679 | -0.00262 | -0.00046423 | -0.00232 | 1.5 | 13.34% | 54.5321
5 | 23 | 18 | 30 | 100 | 10.0735 | 5.51e-05 | 0 | -5.0425e-06 | -2.52e-05 | 1.5 | 13.34% | 89.9265
5 | 23 | 19 | 30 | 100 | 100 | 0 | 0 | 0 | 0 | 1.5 | 13.34% | 0
5 | 23 | 20 | 30 | 100 | 100 | 0 | 0 | 0 | 0 | 1.5 | 13.34% | 0
5 | 23 | 21 | 30 | 100 | 100 | 0 | 0 | 0 | 0 | 1.5 | 13.34% | 0
5 | 23 | 22 | 30 | 100 | 100 | 0 | 0 | 0 | 0 | 1.5 | 13.34% | 0
5 | 23 | 23 | 30 | 100 | 100 | 0 | 0 | 0 | 0 | 1.5 | 13.34% | 0
5 | 24 | 0 | 30 | 100 | 100 | 0 | 0 | 0 | 0 | 1.5 | 13.34% | 0
5 | 24 | 1 | 30 | 100 | 100 | 0 | 0 | 0 | 0 | 1.5 | 13.34% | 0
5 | 24 | 2 | 30 | 100 | 100 | 0 | 0 | 0 | 0 | 1.5 | 13.34% | 0
5 | 24 | 3 | 30 | 100 | 100 | 0 | 0 | 0 | 0 | 1.5 | 13.34% | 0
5 | 24 | 4 | 30 | 100 | 100 | 0 | 0 | 0 | 0 | 1.5 | 13.34% | 0
5 | 24 | 5 | 30 | 100 | 100 | 0 | 0 | 0 | 0 | 1.5 | 13.34% | 0
5 | 24 | 6 | 30 | 97.523 | 10.0914 | 0.00513 | 0 | -0.00047023 | -0.00235 | 1.5 | 13.34% | 87.4316
5 | 24 | 7 | 30 | 96.212 | 81.0615 | 0.034427 | -0.02661 | -0.00071636 | -0.00358 | 1.5 | 13.34% | 15.1505
5 | 24 | 8 | 30 | 67.459 | 68.0222 | 0.083837 | -0.05612 | -0.00054027 | -0.0027 | 1.5 | 13.34% | 0.5632
5 | 24 | 9 | 30 | 31.385 | 31.3248 | 0.11713 | -0.03498 | -0.0013027 | -0.00651 | 1.5 | 13.34% | 0.06023
5 | 24 | 10 | 30 | 8.539 | 9.0141 | 0.18183 | -0.01451 | -0.0017249 | -0.00862 | 1.5 | 13.34% | 0.4751
5 | 24 | 11 | 30 | 0 | 6.7982 | 0.095532 | 0 | -0.006081 | -0.03039 | 1.5 | 13.34% | 6.7982
5 | 24 | 12 | 30 | 0 | 6.2546 | 0.10198 | 0 | -0.006003 | -0.03 | 1.5 | 13.34% | 6.2546
5 | 24 | 13 | 30 | 2.026 | 9.2992 | 0.073773 | -0.00031 | -0.005993 | -0.02995 | 1.5 | 13.34% | 7.2732
5 | 24 | 14 | 30 | 22.469 | 15.4394 | 0.075004 | -0.00587 | -0.0049465 | -0.02472 | 1.5 | 13.34% | 7.0296
5 | 24 | 15 | 30 | 52.205 | 31.2734 | 0.062466 | -0.01492 | -0.0035158 | -0.01757 | 1.5 | 13.34% | 20.9316
5 | 24 | 16 | 30 | 95.27 | 59.5197 | 0.04232 | -0.0223 | -0.0018109 | -0.00905 | 1.5 | 13.34% | 35.7503
5 | 24 | 17 | 30 | 97.059 | 26.5099 | 0.00953 | -0.00161 | -0.00072436 | -0.00362 | 1.5 | 13.34% | 70.5491
5 | 24 | 18 | 30 | 100 | 9.7615 | 0.000315 | 0 | -2.8014e-05 | -0.00014 | 1.5 | 13.34% | 90.2385
5 | 24 | 19 | 30 | 100 | 100 | 0 | 0 | 0 | 0 | 1.5 | 13.34% | 0
5 | 24 | 20 | 30 | 100 | 100 | 0 | 0 | 0 | 0 | 1.5 | 13.34% | 0
5 | 24 | 21 | 30 | 100 | 100 | 0 | 0 | 0 | 0 | 1.5 | 13.34% | 0
5 | 24 | 22 | 30 | 100 | 100 | 0 | 0 | 0 | 0 | 1.5 | 13.34% | 0
5 | 24 | 23 | 30 | 100 | 100 | 0 | 0 | 0 | 0 | 1.5 | 13.34% | 0
5 | 25 | 0 | 30 | 100 | 100 | 0 | 0 | 0 | 0 | 1.5 | 13.34% | 0
5 | 25 | 1 | 30 | 100 | 100 | 0 | 0 | 0 | 0 | 1.5 | 13.34% | 0
5 | 25 | 2 | 30 | 100 | 100 | 0 | 0 | 0 | 0 | 1.5 | 13.34% | 0
5 | 25 | 3 | 30 | 100 | 100 | 0 | 0 | 0 | 0 | 1.5 | 13.34% | 0
5 | 25 | 4 | 30 | 100 | 100 | 0 | 0 | 0 | 0 | 1.5 | 13.34% | 0
5 | 25 | 5 | 30 | 100 | 100 | 0 | 0 | 0 | 0 | 1.5 | 13.34% | 0
5 | 25 | 6 | 30 | 97.424 | 10.0982 | 0.001069 | 0 | -9.8049e-05 | -0.00049 | 1.5 | 13.34% | 87.3258
5 | 25 | 7 | 30 | 96.026 | 10.0558 | 0.004818 | 0 | -0.00044022 | -0.0022 | 1.5 | 13.34% | 85.9702
5 | 25 | 8 | 30 | 67.478 | 11.5126 | 0.022374 | -0.00034 | -0.002005 | -0.01002 | 1.5 | 13.34% | 55.9654
5 | 25 | 9 | 30 | 31.402 | 10.0795 | 0.01191 | 0 | -0.0010905 | -0.00545 | 1.5 | 13.34% | 21.3225
5 | 25 | 10 | 30 | 8.619 | 10.0727 | 0.014257 | 0 | -0.0013047 | -0.00652 | 1.5 | 13.34% | 1.4537
5 | 25 | 11 | 30 | 0 | 7.8231 | 0.086405 | 0 | -0.0062691 | -0.03133 | 1.5 | 13.34% | 7.8231
5 | 25 | 12 | 30 | 0 | 5.1516 | 0.11236 | 0 | -0.0055048 | -0.02751 | 1.5 | 13.34% | 5.1516
5 | 25 | 13 | 30 | 2.014 | 6.553 | 0.11172 | -0.00227 | -0.0047404 | -0.02369 | 1.5 | 13.34% | 4.539
5 | 25 | 14 | 30 | 22.355 | 25.9558 | 0.17686 | -0.04337 | -0.002013 | -0.01006 | 1.5 | 13.34% | 3.6008
5 | 25 | 15 | 30 | 52.115 | 55.1948 | 0.11937 | -0.06347 | -0.0015568 | -0.00778 | 1.5 | 13.34% | 3.0798
5 | 25 | 16 | 30 | 94.968 | 83.7997 | 0.050159 | -0.04047 | -0.00085043 | -0.00425 | 1.5 | 13.34% | 11.1683
5 | 25 | 17 | 30 | 96.895 | 10.931 | 0.009768 | -8.44e-05 | -0.00088644 | -0.00443 | 1.5 | 13.34% | 85.964
5 | 25 | 18 | 30 | 100 | 10.0599 | 0.000162 | 0 | -1.4807e-05 | -7.4e-05 | 1.5 | 13.34% | 89.9401
5 | 25 | 19 | 30 | 100 | 100 | 0 | 0 | 0 | 0 | 1.5 | 13.34% | 0
5 | 25 | 20 | 30 | 100 | 100 | 0 | 0 | 0 | 0 | 1.5 | 13.34% | 0
5 | 25 | 21 | 30 | 100 | 100 | 0 | 0 | 0 | 0 | 1.5 | 13.34% | 0
5 | 25 | 22 | 30 | 100 | 100 | 0 | 0 | 0 | 0 | 1.5 | 13.34% | 0
5 | 25 | 23 | 30 | 100 | 100 | 0 | 0 | 0 | 0 | 1.5 | 13.34% | 0
5 | 26 | 0 | 30 | 100 | 100 | 0 | 0 | 0 | 0 | 1.5 | 13.34% | 0
5 | 26 | 1 | 30 | 100 | 100 | 0 | 0 | 0 | 0 | 1.5 | 13.34% | 0
5 | 26 | 2 | 30 | 100 | 100 | 0 | 0 | 0 | 0 | 1.5 | 13.34% | 0
5 | 26 | 3 | 30 | 100 | 100 | 0 | 0 | 0 | 0 | 1.5 | 13.34% | 0
5 | 26 | 4 | 30 | 100 | 100 | 0 | 0 | 0 | 0 | 1.5 | 13.34% | 0
5 | 26 | 5 | 30 | 100 | 100 | 0 | 0 | 0 | 0 | 1.5 | 13.34% | 0
5 | 26 | 6 | 30 | 96.726 | 10.1035 | 0.003598 | 0 | -0.00033016 | -0.00165 | 1.5 | 13.34% | 86.6225
5 | 26 | 7 | 30 | 95.858 | 10.3008 | 0.007676 | -1.82e-05 | -0.00070035 | -0.0035 | 1.5 | 13.34% | 85.5572
5 | 26 | 8 | 30 | 67.448 | 13.9503 | 0.036195 | -0.00149 | -0.0031236 | -0.01561 | 1.5 | 13.34% | 53.4977
5 | 26 | 9 | 30 | 31.506 | 29.2199 | 0.10664 | -0.02844 | -0.0021051 | -0.01052 | 1.5 | 13.34% | 2.2861
5 | 26 | 10 | 30 | 8.67 | 9.3406 | 0.11218 | -0.00598 | -0.0041141 | -0.02056 | 1.5 | 13.34% | 0.67064
5 | 26 | 11 | 30 | 0 | 9.5504 | 0.056189 | 0 | -0.0048984 | -0.02448 | 1.5 | 13.34% | 9.5504
5 | 26 | 12 | 30 | 0 | 9.2829 | 0.07524 | 0 | -0.0063912 | -0.03194 | 1.5 | 13.34% | 9.2829
5 | 26 | 13 | 30 | 1.905 | 9.3049 | 0.073604 | -0.00032 | -0.005973 | -0.02985 | 1.5 | 13.34% | 7.3999
5 | 26 | 14 | 30 | 22.336 | 22.0123 | 0.10372 | -0.01871 | -0.0033777 | -0.01688 | 1.5 | 13.34% | 0.32366
5 | 26 | 15 | 30 | 52.078 | 22.1839 | 0.052823 | -0.00709 | -0.0037879 | -0.01893 | 1.5 | 13.34% | 29.8941
5 | 26 | 16 | 30 | 94.752 | 29.0808 | 0.032283 | -0.00633 | -0.0023692 | -0.01184 | 1.5 | 13.34% | 65.6712
5 | 26 | 17 | 30 | 96.652 | 13.6404 | 0.010521 | -0.00038 | -0.00092846 | -0.00464 | 1.5 | 13.34% | 83.0116
5 | 26 | 18 | 30 | 100 | 10.0517 | 6.2e-05 | 0 | -5.6628e-06 | -2.83e-05 | 1.5 | 13.34% | 89.9483
5 | 26 | 19 | 30 | 100 | 100 | 0 | 0 | 0 | 0 | 1.5 | 13.34% | 0
5 | 26 | 20 | 30 | 100 | 100 | 0 | 0 | 0 | 0 | 1.5 | 13.34% | 0
5 | 26 | 21 | 30 | 100 | 100 | 0 | 0 | 0 | 0 | 1.5 | 13.34% | 0
5 | 26 | 22 | 30 | 100 | 100 | 0 | 0 | 0 | 0 | 1.5 | 13.34% | 0
5 | 26 | 23 | 30 | 100 | 100 | 0 | 0 | 0 | 0 | 1.5 | 13.34% | 0
5 | 27 | 0 | 30 | 100 | 100 | 0 | 0 | 0 | 0 | 1.5 | 13.34% | 0
5 | 27 | 1 | 30 | 100 | 100 | 0 | 0 | 0 | 0 | 1.5 | 13.34% | 0
5 | 27 | 2 | 30 | 100 | 100 | 0 | 0 | 0 | 0 | 1.5 | 13.34% | 0
5 | 27 | 3 | 30 | 100 | 100 | 0 | 0 | 0 | 0 | 1.5 | 13.34% | 0
5 | 27 | 4 | 30 | 100 | 100 | 0 | 0 | 0 | 0 | 1.5 | 13.34% | 0
5 | 27 | 5 | 30 | 100 | 100 | 0 | 0 | 0 | 0 | 1.5 | 13.34% | 0
5 | 27 | 6 | 30 | 97.977 | 10.1548 | 0.001107 | 0 | -0.00010205 | -0.00051 | 1.5 | 13.34% | 87.8222
5 | 27 | 7 | 30 | 95.65 | 12.2892 | 0.014661 | -0.00033 | -0.0013107 | -0.00655 | 1.5 | 13.34% | 83.3608
5 | 27 | 8 | 30 | 67.541 | 12.21 | 0.026503 | -0.0006 | -0.0023492 | -0.01174 | 1.5 | 13.34% | 55.331
5 | 27 | 9 | 30 | 31.486 | 10.9879 | 0.037152 | -0.00044 | -0.0032816 | -0.0164 | 1.5 | 13.34% | 20.4981
5 | 27 | 10 | 30 | 8.693 | 10.0361 | 0.045263 | -0.00015 | -0.003992 | -0.01995 | 1.5 | 13.34% | 1.3431
5 | 27 | 11 | 30 | 0 | 9.6771 | 0.049349 | 0 | -0.0043542 | -0.02176 | 1.5 | 13.34% | 9.6771
5 | 27 | 12 | 30 | 0 | 9.6614 | 0.050853 | 0 | -0.0044802 | -0.02239 | 1.5 | 13.34% | 9.6614
5 | 27 | 13 | 30 | 1.864 | 9.814 | 0.048032 | -6.86e-05 | -0.0042301 | -0.02114 | 1.5 | 13.34% | 7.95
5 | 27 | 14 | 30 | 22.307 | 10.7887 | 0.04052 | -0.00041 | -0.0035758 | -0.01787 | 1.5 | 13.34% | 11.5183
5 | 27 | 15 | 30 | 51.993 | 11.8806 | 0.030028 | -0.00059 | -0.0026613 | -0.0133 | 1.5 | 13.34% | 40.1124
5 | 27 | 16 | 30 | 94.533 | 12.7138 | 0.019037 | -0.00051 | -0.0016948 | -0.00847 | 1.5 | 13.34% | 81.8192
5 | 27 | 17 | 30 | 96.279 | 10.4808 | 0.006967 | -2.94e-05 | -0.00063432 | -0.00317 | 1.5 | 13.34% | 85.7982
5 | 27 | 18 | 30 | 100 | 10.1007 | 6.02e-05 | 0 | -5.5228e-06 | -2.76e-05 | 1.5 | 13.34% | 89.8993
5 | 27 | 19 | 30 | 100 | 100 | 0 | 0 | 0 | 0 | 1.5 | 13.34% | 0
5 | 27 | 20 | 30 | 100 | 100 | 0 | 0 | 0 | 0 | 1.5 | 13.34% | 0
5 | 27 | 21 | 30 | 100 | 100 | 0 | 0 | 0 | 0 | 1.5 | 13.34% | 0
5 | 27 | 22 | 30 | 100 | 100 | 0 | 0 | 0 | 0 | 1.5 | 13.34% | 0
5 | 27 | 23 | 30 | 100 | 100 | 0 | 0 | 0 | 0 | 1.5 | 13.34% | 0
5 | 28 | 0 | 30 | 100 | 100 | 0 | 0 | 0 | 0 | 1.5 | 13.34% | 0
5 | 28 | 1 | 30 | 100 | 100 | 0 | 0 | 0 | 0 | 1.5 | 13.34% | 0
5 | 28 | 2 | 30 | 100 | 100 | 0 | 0 | 0 | 0 | 1.5 | 13.34% | 0
5 | 28 | 3 | 30 | 100 | 100 | 0 | 0 | 0 | 0 | 1.5 | 13.34% | 0
5 | 28 | 4 | 30 | 100 | 100 | 0 | 0 | 0 | 0 | 1.5 | 13.34% | 0
5 | 28 | 5 | 30 | 100 | 100 | 0 | 0 | 0 | 0 | 1.5 | 13.34% | 0
5 | 28 | 6 | 30 | 96.051 | 10.0846 | 0.003342 | 0 | -0.00030615 | -0.00153 | 1.5 | 13.34% | 85.9664
5 | 28 | 7 | 30 | 95.393 | 58.635 | 0.030227 | -0.0156 | -0.0013387 | -0.00669 | 1.5 | 13.34% | 36.758
5 | 28 | 8 | 30 | 67.615 | 36.6114 | 0.054328 | -0.01585 | -0.0029575 | -0.01478 | 1.5 | 13.34% | 31.0036
5 | 28 | 9 | 30 | 31.579 | 20.6389 | 0.077691 | -0.01104 | -0.0041401 | -0.02069 | 1.5 | 13.34% | 10.9401
5 | 28 | 10 | 30 | 8.724 | 9.3572 | 0.11065 | -0.0058 | -0.0041641 | -0.02081 | 1.5 | 13.34% | 0.63318
5 | 28 | 11 | 30 | 0 | 3.6974 | 0.12498 | 0 | -0.0044562 | -0.02227 | 1.5 | 13.34% | 3.6974
5 | 28 | 12 | 30 | 0 | 2.6217 | 0.13989 | 0 | -0.0035738 | -0.01786 | 1.5 | 13.34% | 2.6217
5 | 28 | 13 | 30 | 1.885 | 5.8146 | 0.12317 | -0.00305 | -0.0038859 | -0.01942 | 1.5 | 13.34% | 3.9296
5 | 28 | 14 | 30 | 22.271 | 23.2982 | 0.11012 | -0.02216 | -0.0028354 | -0.01417 | 1.5 | 13.34% | 1.0272
5 | 28 | 15 | 30 | 51.957 | 47.9602 | 0.081025 | -0.03568 | -0.0021491 | -0.01074 | 1.5 | 13.34% | 3.9968
5 | 28 | 16 | 30 | 94.31 | 59.7051 | 0.04214 | -0.02229 | -0.0017969 | -0.00898 | 1.5 | 13.34% | 34.6049
5 | 28 | 17 | 30 | 96.377 | 23.3187 | 0.00982 | -0.00133 | -0.00077839 | -0.00389 | 1.5 | 13.34% | 73.0583
5 | 28 | 18 | 30 | 100 | 10.0517 | 6.2e-05 | 0 | -5.6628e-06 | -2.83e-05 | 1.5 | 13.34% | 89.9483
5 | 28 | 19 | 30 | 100 | 100 | 0 | 0 | 0 | 0 | 1.5 | 13.34% | 0
5 | 28 | 20 | 30 | 100 | 100 | 0 | 0 | 0 | 0 | 1.5 | 13.34% | 0
5 | 28 | 21 | 30 | 100 | 100 | 0 | 0 | 0 | 0 | 1.5 | 13.34% | 0
5 | 28 | 22 | 30 | 100 | 100 | 0 | 0 | 0 | 0 | 1.5 | 13.34% | 0
5 | 28 | 23 | 30 | 100 | 100 | 0 | 0 | 0 | 0 | 1.5 | 13.34% | 0
5 | 29 | 0 | 30 | 100 | 100 | 0 | 0 | 0 | 0 | 1.5 | 13.34% | 0
5 | 29 | 1 | 30 | 100 | 100 | 0 | 0 | 0 | 0 | 1.5 | 13.34% | 0
5 | 29 | 2 | 30 | 100 | 100 | 0 | 0 | 0 | 0 | 1.5 | 13.34% | 0
5 | 29 | 3 | 30 | 100 | 100 | 0 | 0 | 0 | 0 | 1.5 | 13.34% | 0
5 | 29 | 4 | 30 | 100 | 100 | 0 | 0 | 0 | 0 | 1.5 | 13.34% | 0
5 | 29 | 5 | 30 | 100 | 100 | 0 | 0 | 0 | 0 | 1.5 | 13.34% | 0
5 | 29 | 6 | 30 | 97.482 | 10.0629 | 0.006522 | 0 | -0.0005963 | -0.00298 | 1.5 | 13.34% | 87.4191
5 | 29 | 7 | 30 | 95.232 | 83.5859 | 0.033686 | -0.02704 | -0.0006083 | -0.00304 | 1.5 | 13.34% | 11.6461
5 | 29 | 8 | 30 | 67.576 | 67.6119 | 0.081523 | -0.05415 | -0.00057829 | -0.00289 | 1.5 | 13.34% | 0.035939
5 | 29 | 9 | 30 | 31.672 | 28.0699 | 0.10122 | -0.02525 | -0.0024692 | -0.01234 | 1.5 | 13.34% | 3.6021
5 | 29 | 10 | 30 | 8.802 | 9.3007 | 0.11504 | -0.00652 | -0.0038239 | -0.01911 | 1.5 | 13.34% | 0.49873
5 | 29 | 11 | 30 | 0 | 3.7377 | 0.12429 | 0 | -0.0044782 | -0.02238 | 1.5 | 13.34% | 3.7377
5 | 29 | 12 | 30 | 0 | 2.3766 | 0.14283 | 0 | -0.0033157 | -0.01657 | 1.5 | 13.34% | 2.3766
5 | 29 | 13 | 30 | 1.832 | 7.7644 | 0.093264 | -0.00121 | -0.0055968 | -0.02797 | 1.5 | 13.34% | 5.9324
5 | 29 | 14 | 30 | 22.172 | 10.8401 | 0.054302 | -0.00059 | -0.0047784 | -0.02388 | 1.5 | 13.34% | 11.3319
5 | 29 | 15 | 30 | 51.881 | 24.731 | 0.055284 | -0.00902 | -0.0037299 | -0.01864 | 1.5 | 13.34% | 27.15
5 | 29 | 16 | 30 | 94.031 | 54.8645 | 0.040645 | -0.0193 | -0.001937 | -0.00968 | 1.5 | 13.34% | 39.1665
5 | 29 | 17 | 30 | 96.131 | 13.44 | 0.010549 | -0.00036 | -0.00093247 | -0.00466 | 1.5 | 13.34% | 82.691
5 | 29 | 18 | 30 | 100 | 10.0921 | 5.85e-05 | 0 | -5.3627e-06 | -2.68e-05 | 1.5 | 13.34% | 89.9079
5 | 29 | 19 | 30 | 100 | 100 | 0 | 0 | 0 | 0 | 1.5 | 13.34% | 0
5 | 29 | 20 | 30 | 100 | 100 | 0 | 0 | 0 | 0 | 1.5 | 13.34% | 0
5 | 29 | 21 | 30 | 100 | 100 | 0 | 0 | 0 | 0 | 1.5 | 13.34% | 0
5 | 29 | 22 | 30 | 100 | 100 | 0 | 0 | 0 | 0 | 1.5 | 13.34% | 0
5 | 29 | 23 | 30 | 100 | 100 | 0 | 0 | 0 | 0 | 1.5 | 13.34% | 0
5 | 30 | 0 | 30 | 100 | 100 | 0 | 0 | 0 | 0 | 1.5 | 13.34% | 0
5 | 30 | 1 | 30 | 100 | 100 | 0 | 0 | 0 | 0 | 1.5 | 13.34% | 0
5 | 30 | 2 | 30 | 100 | 100 | 0 | 0 | 0 | 0 | 1.5 | 13.34% | 0
5 | 30 | 3 | 30 | 100 | 100 | 0 | 0 | 0 | 0 | 1.5 | 13.34% | 0
5 | 30 | 4 | 30 | 100 | 100 | 0 | 0 | 0 | 0 | 1.5 | 13.34% | 0
5 | 30 | 5 | 30 | 100 | 100 | 0 | 0 | 0 | 0 | 1.5 | 13.34% | 0
5 | 30 | 6 | 30 | 96.297 | 10.0872 | 0.004717 | 0 | -0.00043222 | -0.00216 | 1.5 | 13.34% | 86.2098
5 | 30 | 7 | 30 | 94.999 | 95.1735 | 0.035866 | -0.03376 | -0.0001921 | -0.00096 | 1.5 | 13.34% | 0.17448
5 | 30 | 8 | 30 | 67.718 | 63.5702 | 0.089822 | -0.05511 | -0.0012166 | -0.00608 | 1.5 | 13.34% | 4.1478
5 | 30 | 9 | 30 | 31.729 | 31.4306 | 0.13453 | -0.04039 | -0.0014407 | -0.0072 | 1.5 | 13.34% | 0.29843
5 | 30 | 10 | 30 | 8.851 | 9.0065 | 0.16741 | -0.01342 | -0.0015208 | -0.0076 | 1.5 | 13.34% | 0.15547
5 | 30 | 11 | 30 | 0 | 0.83228 | 0.18594 | 0 | -0.0015348 | -0.00767 | 1.5 | 13.34% | 0.83228
5 | 30 | 12 | 30 | 0 | 0.819 | 0.18893 | 0 | -0.0015348 | -0.00767 | 1.5 | 13.34% | 0.819
5 | 30 | 13 | 30 | 1.783 | 4.3267 | 0.17618 | -0.00603 | -0.0015268 | -0.00763 | 1.5 | 13.34% | 2.5437
5 | 30 | 14 | 30 | 22.183 | 26.2144 | 0.14854 | -0.03707 | -0.0014807 | -0.0074 | 1.5 | 13.34% | 4.0314
5 | 30 | 15 | 30 | 51.656 | 55.6232 | 0.10795 | -0.05799 | -0.0013207 | -0.0066 | 1.5 | 13.34% | 3.9672
5 | 30 | 16 | 30 | 93.877 | 84.1391 | 0.058204 | -0.0472 | -0.00096248 | -0.00481 | 1.5 | 13.34% | 9.7379
5 | 30 | 17 | 30 | 95.944 | 60.7178 | 0.00573 | -0.00309 | -0.00024212 | -0.00121 | 1.5 | 13.34% | 35.2262
5 | 30 | 18 | 30 | 100 | 10.0921 | 5.85e-05 | 0 | -5.3627e-06 | -2.68e-05 | 1.5 | 13.34% | 89.9079
5 | 30 | 19 | 30 | 100 | 100 | 0 | 0 | 0 | 0 | 1.5 | 13.34% | 0
5 | 30 | 20 | 30 | 100 | 100 | 0 | 0 | 0 | 0 | 1.5 | 13.34% | 0
5 | 30 | 21 | 30 | 100 | 100 | 0 | 0 | 0 | 0 | 1.5 | 13.34% | 0
5 | 30 | 22 | 30 | 100 | 100 | 0 | 0 | 0 | 0 | 1.5 | 13.34% | 0
5 | 30 | 23 | 30 | 100 | 100 | 0 | 0 | 0 | 0 | 1.5 | 13.34% | 0
5 | 31 | 0 | 30 | 100 | 100 | 0 | 0 | 0 | 0 | 1.5 | 13.34% | 0
5 | 31 | 1 | 30 | 100 | 100 | 0 | 0 | 0 | 0 | 1.5 | 13.34% | 0
5 | 31 | 2 | 30 | 100 | 100 | 0 | 0 | 0 | 0 | 1.5 | 13.34% | 0
5 | 31 | 3 | 30 | 100 | 100 | 0 | 0 | 0 | 0 | 1.5 | 13.34% | 0
5 | 31 | 4 | 30 | 100 | 100 | 0 | 0 | 0 | 0 | 1.5 | 13.34% | 0
5 | 31 | 5 | 30 | 100 | 100 | 0 | 0 | 0 | 0 | 1.5 | 13.34% | 0
5 | 31 | 6 | 30 | 96.765 | 10.1012 | 0.004144 | 0 | -0.00038019 | -0.0019 | 1.5 | 13.34% | 86.6638
5 | 31 | 7 | 30 | 94.799 | 82.7606 | 0.033089 | -0.02624 | -0.00062631 | -0.00313 | 1.5 | 13.34% | 12.0384
5 | 31 | 8 | 30 | 67.718 | 65.4239 | 0.077964 | -0.04964 | -0.00082641 | -0.00413 | 1.5 | 13.34% | 2.2941
5 | 31 | 9 | 30 | 31.801 | 31.6349 | 0.11627 | -0.03527 | -0.0011486 | -0.00574 | 1.5 | 13.34% | 0.16608
5 | 31 | 10 | 30 | 8.864 | 9.0203 | 0.14383 | -0.01134 | -0.0014987 | -0.00749 | 1.5 | 13.34% | 0.15633
5 | 31 | 11 | 30 | 0 | 1.0966 | 0.15939 | 0 | -0.0017289 | -0.00864 | 1.5 | 13.34% | 1.0966
5 | 31 | 12 | 30 | 0 | 1.1347 | 0.1614 | 0 | -0.0018109 | -0.00905 | 1.5 | 13.34% | 1.1347
5 | 31 | 13 | 30 | 1.735 | 4.4671 | 0.15089 | -0.00502 | -0.0016468 | -0.00823 | 1.5 | 13.34% | 2.7321
5 | 31 | 14 | 30 | 22.111 | 26.0345 | 0.12713 | -0.03135 | -0.0013867 | -0.00693 | 1.5 | 13.34% | 3.9235
5 | 31 | 15 | 30 | 51.681 | 56.0747 | 0.092667 | -0.05032 | -0.0010525 | -0.00526 | 1.5 | 13.34% | 4.3937
5 | 31 | 16 | 30 | 93.554 | 84.1228 | 0.04977 | -0.04035 | -0.00082441 | -0.00412 | 1.5 | 13.34% | 9.4312
5 | 31 | 17 | 30 | 95.87 | 36.9764 | 0.007877 | -0.0022 | -0.00052026 | -0.0026 | 1.5 | 13.34% | 58.8936
5 | 31 | 18 | 30 | 100 | 10.0517 | 6.2e-05 | 0 | -5.6628e-06 | -2.83e-05 | 1.5 | 13.34% | 89.9483
5 | 31 | 19 | 30 | 100 | 100 | 0 | 0 | 0 | 0 | 1.5 | 13.34% | 0
5 | 31 | 20 | 30 | 100 | 100 | 0 | 0 | 0 | 0 | 1.5 | 13.34% | 0
5 | 31 | 21 | 30 | 100 | 100 | 0 | 0 | 0 | 0 | 1.5 | 13.34% | 0
5 | 31 | 22 | 30 | 100 | 100 | 0 | 0 | 0 | 0 | 1.5 | 13.34% | 0
5 | 31 | 23 | 30 | 100 | 100 | 0 | 0 | 0 | 0 | 1.5 | 13.34% | 0
6 | 1 | 0 | 30 | 100 | 100 | 0 | 0 | 0 | 0 | 1.5 | 13.34% | 0
6 | 1 | 1 | 30 | 100 | 100 | 0 | 0 | 0 | 0 | 1.5 | 13.34% | 0
6 | 1 | 2 | 30 | 100 | 100 | 0 | 0 | 0 | 0 | 1.5 | 13.34% | 0
6 | 1 | 3 | 30 | 100 | 100 | 0 | 0 | 0 | 0 | 1.5 | 13.34% | 0
6 | 1 | 4 | 30 | 100 | 100 | 0 | 0 | 0 | 0 | 1.5 | 13.34% | 0
6 | 1 | 5 | 30 | 100 | 100 | 0 | 0 | 0 | 0 | 1.5 | 13.34% | 0
6 | 1 | 6 | 30 | 96.576 | 10.0539 | 0.004775 | 0 | -0.00043622 | -0.00218 | 1.5 | 13.34% | 86.5221
6 | 1 | 7 | 30 | 94.749 | 81.0837 | 0.039043 | -0.03019 | -0.0008104 | -0.00405 | 1.5 | 13.34% | 13.6653
6 | 1 | 8 | 30 | 67.96 | 63.2786 | 0.092665 | -0.05652 | -0.0012966 | -0.00648 | 1.5 | 13.34% | 4.6814
6 | 1 | 9 | 30 | 31.847 | 31.3368 | 0.13917 | -0.04158 | -0.0015468 | -0.00773 | 1.5 | 13.34% | 0.51016
6 | 1 | 10 | 30 | 8.918 | 9.0098 | 0.17355 | -0.01385 | -0.0016388 | -0.00819 | 1.5 | 13.34% | 0.09178
6 | 1 | 11 | 30 | 0 | 0.86639 | 0.19289 | 0 | -0.0016568 | -0.00828 | 1.5 | 13.34% | 0.86639
6 | 1 | 12 | 30 | 0 | 0.85158 | 0.19598 | 0 | -0.0016548 | -0.00827 | 1.5 | 13.34% | 0.85158
6 | 1 | 13 | 30 | 1.706 | 4.3458 | 0.18257 | -0.00622 | -0.0016428 | -0.00821 | 1.5 | 13.34% | 2.6398
6 | 1 | 14 | 30 | 22.007 | 26.1466 | 0.15408 | -0.03828 | -0.0015908 | -0.00795 | 1.5 | 13.34% | 4.1396
6 | 1 | 15 | 30 | 51.516 | 55.3992 | 0.11214 | -0.05992 | -0.0014187 | -0.00709 | 1.5 | 13.34% | 3.8832
6 | 1 | 16 | 30 | 93.428 | 83.7109 | 0.060438 | -0.0487 | -0.0010305 | -0.00515 | 1.5 | 13.34% | 9.7171
6 | 1 | 17 | 30 | 95.704 | 68.3235 | 0.005259 | -0.00329 | -0.00018009 | -0.0009 | 1.5 | 13.34% | 27.3805
6 | 1 | 18 | 30 | 100 | 10.0921 | 5.85e-05 | 0 | -5.3627e-06 | -2.68e-05 | 1.5 | 13.34% | 89.9079
6 | 1 | 19 | 30 | 100 | 100 | 0 | 0 | 0 | 0 | 1.5 | 13.34% | 0
6 | 1 | 20 | 30 | 100 | 100 | 0 | 0 | 0 | 0 | 1.5 | 13.34% | 0
6 | 1 | 21 | 30 | 100 | 100 | 0 | 0 | 0 | 0 | 1.5 | 13.34% | 0
6 | 1 | 22 | 30 | 100 | 100 | 0 | 0 | 0 | 0 | 1.5 | 13.34% | 0
6 | 1 | 23 | 30 | 100 | 100 | 0 | 0 | 0 | 0 | 1.5 | 13.34% | 0
6 | 2 | 0 | 30 | 100 | 100 | 0 | 0 | 0 | 0 | 1.5 | 13.34% | 0
6 | 2 | 1 | 30 | 100 | 100 | 0 | 0 | 0 | 0 | 1.5 | 13.34% | 0
6 | 2 | 2 | 30 | 100 | 100 | 0 | 0 | 0 | 0 | 1.5 | 13.34% | 0
6 | 2 | 3 | 30 | 100 | 100 | 0 | 0 | 0 | 0 | 1.5 | 13.34% | 0
6 | 2 | 4 | 30 | 100 | 100 | 0 | 0 | 0 | 0 | 1.5 | 13.34% | 0
6 | 2 | 5 | 30 | 100 | 100 | 0 | 0 | 0 | 0 | 1.5 | 13.34% | 0
6 | 2 | 6 | 30 | 96.056 | 10.0915 | 0.004868 | 0 | -0.00044622 | -0.00223 | 1.5 | 13.34% | 85.9645
6 | 2 | 7 | 30 | 94.566 | 80.6329 | 0.039962 | -0.03069 | -0.00084842 | -0.00424 | 1.5 | 13.34% | 13.9331
6 | 2 | 8 | 30 | 67.915 | 63.1642 | 0.093573 | -0.05694 | -0.0013267 | -0.00663 | 1.5 | 13.34% | 4.7508
6 | 2 | 9 | 30 | 31.949 | 31.3176 | 0.13932 | -0.04159 | -0.0015548 | -0.00777 | 1.5 | 13.34% | 0.63139
6 | 2 | 10 | 30 | 8.943 | 9.0144 | 0.17394 | -0.01388 | -0.0016508 | -0.00825 | 1.5 | 13.34% | 0.071394
6 | 2 | 11 | 30 | 0 | 5.4682 | 0.10598 | 0 | -0.0054947 | -0.02746 | 1.5 | 13.34% | 5.4682
6 | 2 | 12 | 30 | 0 | 5.2362 | 0.10999 | 0 | -0.0054727 | -0.02735 | 1.5 | 13.34% | 5.2362
6 | 2 | 13 | 30 | 1.696 | 6.7996 | 0.10651 | -0.002 | -0.0049085 | -0.02453 | 1.5 | 13.34% | 5.1036
6 | 2 | 14 | 30 | 21.992 | 18.9077 | 0.088434 | -0.01161 | -0.0042981 | -0.02148 | 1.5 | 13.34% | 3.0843
6 | 2 | 15 | 30 | 51.43 | 37.6519 | 0.068605 | -0.02157 | -0.0030955 | -0.01547 | 1.5 | 13.34% | 13.7781
6 | 2 | 16 | 30 | 93.143 | 50.9862 | 0.039402 | -0.01702 | -0.002033 | -0.01016 | 1.5 | 13.34% | 42.1568
6 | 2 | 17 | 30 | 95.323 | 18.9108 | 0.010444 | -0.00094 | -0.00087043 | -0.00435 | 1.5 | 13.34% | 76.4122
6 | 2 | 18 | 30 | 100 | 10.1007 | 6.02e-05 | 0 | -5.5228e-06 | -2.76e-05 | 1.5 | 13.34% | 89.8993
6 | 2 | 19 | 30 | 100 | 100 | 0 | 0 | 0 | 0 | 1.5 | 13.34% | 0
6 | 2 | 20 | 30 | 100 | 100 | 0 | 0 | 0 | 0 | 1.5 | 13.34% | 0
6 | 2 | 21 | 30 | 100 | 100 | 0 | 0 | 0 | 0 | 1.5 | 13.34% | 0
6 | 2 | 22 | 30 | 100 | 100 | 0 | 0 | 0 | 0 | 1.5 | 13.34% | 0
6 | 2 | 23 | 30 | 100 | 100 | 0 | 0 | 0 | 0 | 1.5 | 13.34% | 0
6 | 3 | 0 | 30 | 100 | 100 | 0 | 0 | 0 | 0 | 1.5 | 13.34% | 0
6 | 3 | 1 | 30 | 100 | 100 | 0 | 0 | 0 | 0 | 1.5 | 13.34% | 0
6 | 3 | 2 | 30 | 100 | 100 | 0 | 0 | 0 | 0 | 1.5 | 13.34% | 0
6 | 3 | 3 | 30 | 100 | 100 | 0 | 0 | 0 | 0 | 1.5 | 13.34% | 0
6 | 3 | 4 | 30 | 100 | 100 | 0 | 0 | 0 | 0 | 1.5 | 13.34% | 0
6 | 3 | 5 | 30 | 100 | 100 | 0 | 0 | 0 | 0 | 1.5 | 13.34% | 0
6 | 3 | 6 | 30 | 96.759 | 10.1011 | 0.004035 | 0 | -0.00037018 | -0.00185 | 1.5 | 13.34% | 86.6579
6 | 3 | 7 | 30 | 94.402 | 82.3117 | 0.032335 | -0.02547 | -0.00062831 | -0.00314 | 1.5 | 13.34% | 12.0903
6 | 3 | 8 | 30 | 67.962 | 65.5316 | 0.077217 | -0.04927 | -0.0008044 | -0.00402 | 1.5 | 13.34% | 2.4304
6 | 3 | 9 | 30 | 31.984 | 31.7342 | 0.11582 | -0.03531 | -0.0010965 | -0.00548 | 1.5 | 13.34% | 0.24982
6 | 3 | 10 | 30 | 9.035 | 9.0126 | 0.1444 | -0.01152 | -0.0013707 | -0.00685 | 1.5 | 13.34% | 0.022383
6 | 3 | 11 | 30 | 0 | 0.97163 | 0.16074 | 0 | -0.0015468 | -0.00773 | 1.5 | 13.34% | 0.97163
6 | 3 | 12 | 30 | 0 | 0.97777 | 0.16346 | 0 | -0.0015828 | -0.00791 | 1.5 | 13.34% | 0.97777
6 | 3 | 13 | 30 | 1.644 | 4.3678 | 0.15305 | -0.0052 | -0.0014227 | -0.00711 | 1.5 | 13.34% | 2.7238
6 | 3 | 14 | 30 | 21.958 | 26.3865 | 0.12942 | -0.03268 | -0.0011626 | -0.00581 | 1.5 | 13.34% | 4.4285
6 | 3 | 15 | 30 | 51.385 | 56.8667 | 0.093781 | -0.05188 | -0.00092446 | -0.00462 | 1.5 | 13.34% | 5.4817
6 | 3 | 16 | 30 | 92.926 | 87.7128 | 0.051041 | -0.04356 | -0.00064432 | -0.00322 | 1.5 | 13.34% | 5.2132
6 | 3 | 17 | 30 | 95.497 | 43.736 | 0.007156 | -0.00252 | -0.00042421 | -0.00212 | 1.5 | 13.34% | 51.761
6 | 3 | 18 | 30 | 100 | 10.0773 | 7.06e-05 | 0 | -6.4632e-06 | -3.23e-05 | 1.5 | 13.34% | 89.9227
6 | 3 | 19 | 30 | 100 | 100 | 0 | 0 | 0 | 0 | 1.5 | 13.34% | 0
6 | 3 | 20 | 30 | 100 | 100 | 0 | 0 | 0 | 0 | 1.5 | 13.34% | 0
6 | 3 | 21 | 30 | 100 | 100 | 0 | 0 | 0 | 0 | 1.5 | 13.34% | 0
6 | 3 | 22 | 30 | 100 | 100 | 0 | 0 | 0 | 0 | 1.5 | 13.34% | 0
6 | 3 | 23 | 30 | 100 | 100 | 0 | 0 | 0 | 0 | 1.5 | 13.34% | 0
6 | 4 | 0 | 30 | 100 | 100 | 0 | 0 | 0 | 0 | 1.5 | 13.34% | 0
6 | 4 | 1 | 30 | 100 | 100 | 0 | 0 | 0 | 0 | 1.5 | 13.34% | 0
6 | 4 | 2 | 30 | 100 | 100 | 0 | 0 | 0 | 0 | 1.5 | 13.34% | 0
6 | 4 | 3 | 30 | 100 | 100 | 0 | 0 | 0 | 0 | 1.5 | 13.34% | 0
6 | 4 | 4 | 30 | 100 | 100 | 0 | 0 | 0 | 0 | 1.5 | 13.34% | 0
6 | 4 | 5 | 30 | 100 | 100 | 0 | 0 | 0 | 0 | 1.5 | 13.34% | 0
6 | 4 | 6 | 30 | 96.601 | 10.0743 | 0.004001 | 0 | -0.00036618 | -0.00183 | 1.5 | 13.34% | 86.5267
6 | 4 | 7 | 30 | 94.115 | 82.274 | 0.032102 | -0.02527 | -0.00062631 | -0.00313 | 1.5 | 13.34% | 11.841
6 | 4 | 8 | 30 | 68.046 | 65.4272 | 0.076809 | -0.04891 | -0.00081241 | -0.00406 | 1.5 | 13.34% | 2.6188
6 | 4 | 9 | 30 | 32.067 | 31.9417 | 0.11669 | -0.03595 | -0.0010025 | -0.00501 | 1.5 | 13.34% | 0.12535
6 | 4 | 10 | 30 | 9.123 | 8.9991 | 0.14563 | -0.01174 | -0.0012526 | -0.00626 | 1.5 | 13.34% | 0.12393
6 | 4 | 11 | 30 | 0 | 0.85034 | 0.1628 | 0 | -0.0013727 | -0.00686 | 1.5 | 13.34% | 0.85034
6 | 4 | 12 | 30 | 0 | 0.85258 | 0.16569 | 0 | -0.0014007 | -0.007 | 1.5 | 13.34% | 0.85258
6 | 4 | 13 | 30 | 1.569 | 4.2459 | 0.15652 | -0.00544 | -0.0011566 | -0.00578 | 1.5 | 13.34% | 2.6769
6 | 4 | 14 | 30 | 21.886 | 26.7987 | 0.13296 | -0.0345 | -0.00089245 | -0.00446 | 1.5 | 13.34% | 4.9127
6 | 4 | 15 | 30 | 51.251 | 58.6854 | 0.097453 | -0.0562 | -0.00062431 | -0.00312 | 1.5 | 13.34% | 7.4344
6 | 4 | 16 | 30 | 92.805 | 90.8974 | 0.052425 | -0.04674 | -0.00047824 | -0.00239 | 1.5 | 13.34% | 1.9076
6 | 4 | 17 | 30 | 95.283 | 51.4095 | 0.006489 | -0.00283 | -0.00033417 | -0.00167 | 1.5 | 13.34% | 43.8735
6 | 4 | 18 | 30 | 100 | 10.0955 | 0.000115 | 0 | -1.0545e-05 | -5.27e-05 | 1.5 | 13.34% | 89.9045
6 | 4 | 19 | 30 | 100 | 100 | 0 | 0 | 0 | 0 | 1.5 | 13.34% | 0
6 | 4 | 20 | 30 | 100 | 100 | 0 | 0 | 0 | 0 | 1.5 | 13.34% | 0
6 | 4 | 21 | 30 | 100 | 100 | 0 | 0 | 0 | 0 | 1.5 | 13.34% | 0
6 | 4 | 22 | 30 | 100 | 100 | 0 | 0 | 0 | 0 | 1.5 | 13.34% | 0
6 | 4 | 23 | 30 | 100 | 100 | 0 | 0 | 0 | 0 | 1.5 | 13.34% | 0
6 | 5 | 0 | 30 | 100 | 100 | 0 | 0 | 0 | 0 | 1.5 | 13.34% | 0
6 | 5 | 1 | 30 | 100 | 100 | 0 | 0 | 0 | 0 | 1.5 | 13.34% | 0
6 | 5 | 2 | 30 | 100 | 100 | 0 | 0 | 0 | 0 | 1.5 | 13.34% | 0
6 | 5 | 3 | 30 | 100 | 100 | 0 | 0 | 0 | 0 | 1.5 | 13.34% | 0
6 | 5 | 4 | 30 | 100 | 100 | 0 | 0 | 0 | 0 | 1.5 | 13.34% | 0
6 | 5 | 5 | 30 | 100 | 100 | 0 | 0 | 0 | 0 | 1.5 | 13.34% | 0
6 | 5 | 6 | 30 | 93.008 | 10.0762 | 0.003738 | 0 | -0.00034217 | -0.00171 | 1.5 | 13.34% | 82.9318
6 | 5 | 7 | 30 | 93.996 | 76.9891 | 0.031197 | -0.02263 | -0.00078439 | -0.00392 | 1.5 | 13.34% | 17.0069
6 | 5 | 8 | 30 | 68.195 | 62.4968 | 0.073344 | -0.04402 | -0.0011186 | -0.00559 | 1.5 | 13.34% | 5.6982
6 | 5 | 9 | 30 | 32.189 | 30.6545 | 0.10982 | -0.03167 | -0.0015268 | -0.00763 | 1.5 | 13.34% | 1.5345
6 | 5 | 10 | 30 | 9.134 | 9.0751 | 0.13544 | -0.0101 | -0.002009 | -0.01004 | 1.5 | 13.34% | 0.058894
6 | 5 | 11 | 30 | 0 | 1.6026 | 0.14944 | 0 | -0.0023572 | -0.01178 | 1.5 | 13.34% | 1.6026
6 | 5 | 12 | 30 | 0 | 1.5214 | 0.15342 | 0 | -0.0022991 | -0.01149 | 1.5 | 13.34% | 1.5214
6 | 5 | 13 | 30 | 1.56 | 4.6955 | 0.14402 | -0.00459 | -0.002075 | -0.01037 | 1.5 | 13.34% | 3.1355
6 | 5 | 14 | 30 | 21.756 | 25.1849 | 0.12016 | -0.02792 | -0.0018709 | -0.00935 | 1.5 | 13.34% | 3.4289
6 | 5 | 15 | 30 | 51.169 | 52.7863 | 0.086859 | -0.04352 | -0.0015248 | -0.00762 | 1.5 | 13.34% | 1.6173
6 | 5 | 16 | 30 | 92.614 | 78.1463 | 0.047548 | -0.0352 | -0.0010985 | -0.00549 | 1.5 | 13.34% | 14.4677
6 | 5 | 17 | 30 | 94.934 | 31.3043 | 0.008752 | -0.00192 | -0.00062431 | -0.00312 | 1.5 | 13.34% | 63.6297
6 | 5 | 18 | 30 | 100 | 10.0855 | 6.88e-05 | 0 | -6.3031e-06 | -3.15e-05 | 1.5 | 13.34% | 89.9145
6 | 5 | 19 | 30 | 100 | 100 | 0 | 0 | 0 | 0 | 1.5 | 13.34% | 0
6 | 5 | 20 | 30 | 100 | 100 | 0 | 0 | 0 | 0 | 1.5 | 13.34% | 0
6 | 5 | 21 | 30 | 100 | 100 | 0 | 0 | 0 | 0 | 1.5 | 13.34% | 0
6 | 5 | 22 | 30 | 100 | 100 | 0 | 0 | 0 | 0 | 1.5 | 13.34% | 0
6 | 5 | 23 | 30 | 100 | 100 | 0 | 0 | 0 | 0 | 1.5 | 13.34% | 0
6 | 6 | 0 | 30 | 100 | 100 | 0 | 0 | 0 | 0 | 1.5 | 13.34% | 0
6 | 6 | 1 | 30 | 100 | 100 | 0 | 0 | 0 | 0 | 1.5 | 13.34% | 0
6 | 6 | 2 | 30 | 100 | 100 | 0 | 0 | 0 | 0 | 1.5 | 13.34% | 0
6 | 6 | 3 | 30 | 100 | 100 | 0 | 0 | 0 | 0 | 1.5 | 13.34% | 0
6 | 6 | 4 | 30 | 100 | 100 | 0 | 0 | 0 | 0 | 1.5 | 13.34% | 0
6 | 6 | 5 | 30 | 100 | 100 | 0 | 0 | 0 | 0 | 1.5 | 13.34% | 0
6 | 6 | 6 | 30 | 92.442 | 10.102 | 0.003882 | 0 | -0.00035618 | -0.00178 | 1.5 | 13.34% | 82.34
6 | 6 | 7 | 30 | 93.769 | 82.3919 | 0.031674 | -0.02498 | -0.00061231 | -0.00306 | 1.5 | 13.34% | 11.3771
6 | 6 | 8 | 30 | 68.21 | 65.6112 | 0.076459 | -0.04886 | -0.00078839 | -0.00394 | 1.5 | 13.34% | 2.5988
6 | 6 | 9 | 30 | 32.241 | 31.8648 | 0.11561 | -0.03548 | -0.0010305 | -0.00515 | 1.5 | 13.34% | 0.37621
6 | 6 | 10 | 30 | 9.186 | 9.0087 | 0.14428 | -0.01158 | -0.0013006 | -0.0065 | 1.5 | 13.34% | 0.17725
6 | 6 | 11 | 30 | 0 | 0.93059 | 0.1606 | 0 | -0.0014807 | -0.0074 | 1.5 | 13.34% | 0.93059
6 | 6 | 12 | 30 | 0 | 0.92672 | 0.16366 | 0 | -0.0015028 | -0.00751 | 1.5 | 13.34% | 0.92672
6 | 6 | 13 | 30 | 1.483 | 4.3475 | 0.15293 | -0.00521 | -0.0013787 | -0.00689 | 1.5 | 13.34% | 2.8645
6 | 6 | 14 | 30 | 21.709 | 26.457 | 0.12951 | -0.03285 | -0.0011186 | -0.00559 | 1.5 | 13.34% | 4.748
6 | 6 | 15 | 30 | 51.004 | 57.1782 | 0.094129 | -0.05245 | -0.00087244 | -0.00436 | 1.5 | 13.34% | 6.1742
6 | 6 | 16 | 30 | 92.474 | 87.7276 | 0.050994 | -0.04353 | -0.00064232 | -0.00321 | 1.5 | 13.34% | 4.7464
6 | 6 | 17 | 30 | 94.92 | 43.5913 | 0.007326 | -0.00257 | -0.00043422 | -0.00217 | 1.5 | 13.34% | 51.3287
6 | 6 | 18 | 30 | 100 | 10.0802 | 8.26e-05 | 0 | -7.5638e-06 | -3.78e-05 | 1.5 | 13.34% | 89.9198
6 | 6 | 19 | 30 | 100 | 100 | 0 | 0 | 0 | 0 | 1.5 | 13.34% | 0
6 | 6 | 20 | 30 | 100 | 100 | 0 | 0 | 0 | 0 | 1.5 | 13.34% | 0
6 | 6 | 21 | 30 | 100 | 100 | 0 | 0 | 0 | 0 | 1.5 | 13.34% | 0
6 | 6 | 22 | 30 | 100 | 100 | 0 | 0 | 0 | 0 | 1.5 | 13.34% | 0
6 | 6 | 23 | 30 | 100 | 100 | 0 | 0 | 0 | 0 | 1.5 | 13.34% | 0
6 | 7 | 0 | 30 | 100 | 100 | 0 | 0 | 0 | 0 | 1.5 | 13.34% | 0
6 | 7 | 1 | 30 | 100 | 100 | 0 | 0 | 0 | 0 | 1.5 | 13.34% | 0
6 | 7 | 2 | 30 | 100 | 100 | 0 | 0 | 0 | 0 | 1.5 | 13.34% | 0
6 | 7 | 3 | 30 | 100 | 100 | 0 | 0 | 0 | 0 | 1.5 | 13.34% | 0
6 | 7 | 4 | 30 | 100 | 100 | 0 | 0 | 0 | 0 | 1.5 | 13.34% | 0
6 | 7 | 5 | 30 | 100 | 100 | 0 | 0 | 0 | 0 | 1.5 | 13.34% | 0
6 | 7 | 6 | 30 | 87.007 | 10.0861 | 0.003691 | 0 | -0.00033817 | -0.00169 | 1.5 | 13.34% | 76.9209
6 | 7 | 7 | 30 | 93.804 | 79.1545 | 0.031052 | -0.02331 | -0.00070835 | -0.00354 | 1.5 | 13.34% | 14.6495
6 | 7 | 8 | 30 | 68.342 | 63.9995 | 0.074389 | -0.04604 | -0.00095648 | -0.00478 | 1.5 | 13.34% | 4.3425
6 | 7 | 9 | 30 | 32.293 | 31.2872 | 0.1123 | -0.03347 | -0.0012686 | -0.00634 | 1.5 | 13.34% | 1.0058
6 | 7 | 10 | 30 | 9.266 | 9.0341 | 0.1402 | -0.01094 | -0.0015828 | -0.00791 | 1.5 | 13.34% | 0.23192
6 | 7 | 11 | 30 | 0 | 1.1694 | 0.15597 | 0 | -0.0018029 | -0.00901 | 1.5 | 13.34% | 1.1694
6 | 7 | 12 | 30 | 0 | 1.1755 | 0.15879 | 0 | -0.0018449 | -0.00922 | 1.5 | 13.34% | 1.1755
6 | 7 | 13 | 30 | 1.471 | 4.4997 | 0.14848 | -0.00491 | -0.0016948 | -0.00847 | 1.5 | 13.34% | 3.0287
6 | 7 | 14 | 30 | 21.652 | 25.9698 | 0.1255 | -0.03081 | -0.0014147 | -0.00707 | 1.5 | 13.34% | 4.3178
6 | 7 | 15 | 30 | 50.882 | 55.7615 | 0.091482 | -0.04931 | -0.0010925 | -0.00546 | 1.5 | 13.34% | 4.8795
6 | 7 | 16 | 30 | 92.242 | 84.1512 | 0.049614 | -0.04024 | -0.00082041 | -0.0041 | 1.5 | 13.34% | 8.0908
6 | 7 | 17 | 30 | 94.811 | 38.3716 | 0.007986 | -0.00235 | -0.00051626 | -0.00258 | 1.5 | 13.34% | 56.4394
6 | 7 | 18 | 30 | 100 | 10.0855 | 6.88e-05 | 0 | -6.3031e-06 | -3.15e-05 | 1.5 | 13.34% | 89.9145
6 | 7 | 19 | 30 | 100 | 100 | 0 | 0 | 0 | 0 | 1.5 | 13.34% | 0
6 | 7 | 20 | 30 | 100 | 100 | 0 | 0 | 0 | 0 | 1.5 | 13.34% | 0
6 | 7 | 21 | 30 | 100 | 100 | 0 | 0 | 0 | 0 | 1.5 | 13.34% | 0
6 | 7 | 22 | 30 | 100 | 100 | 0 | 0 | 0 | 0 | 1.5 | 13.34% | 0
6 | 7 | 23 | 30 | 100 | 100 | 0 | 0 | 0 | 0 | 1.5 | 13.34% | 0
6 | 8 | 0 | 30 | 100 | 100 | 0 | 0 | 0 | 0 | 1.5 | 13.34% | 0
6 | 8 | 1 | 30 | 100 | 100 | 0 | 0 | 0 | 0 | 1.5 | 13.34% | 0
6 | 8 | 2 | 30 | 100 | 100 | 0 | 0 | 0 | 0 | 1.5 | 13.34% | 0
6 | 8 | 3 | 30 | 100 | 100 | 0 | 0 | 0 | 0 | 1.5 | 13.34% | 0
6 | 8 | 4 | 30 | 100 | 100 | 0 | 0 | 0 | 0 | 1.5 | 13.34% | 0
6 | 8 | 5 | 30 | 100 | 100 | 0 | 0 | 0 | 0 | 1.5 | 13.34% | 0
6 | 8 | 6 | 30 | 98.57 | 10.1131 | 0.001024 | 0 | -9.4047e-05 | -0.00047 | 1.5 | 13.34% | 88.4569
6 | 8 | 7 | 30 | 93.612 | 30.6873 | 0.024023 | -0.00511 | -0.0017309 | -0.00865 | 1.5 | 13.34% | 62.9247
6 | 8 | 8 | 30 | 68.445 | 39.7105 | 0.054865 | -0.01796 | -0.0027394 | -0.01369 | 1.5 | 13.34% | 28.7345
6 | 8 | 9 | 30 | 32.396 | 23.3733 | 0.083606 | -0.01512 | -0.0035838 | -0.01791 | 1.5 | 13.34% | 9.0227
6 | 8 | 10 | 30 | 9.347 | 9.4686 | 0.099899 | -0.00441 | -0.0046123 | -0.02305 | 1.5 | 13.34% | 0.12159
6 | 8 | 11 | 30 | 0 | 7.3321 | 0.08855 | 0 | -0.006049 | -0.03023 | 1.5 | 13.34% | 7.3321
6 | 8 | 12 | 30 | 0 | 9.3821 | 0.073019 | 0 | -0.0062631 | -0.0313 | 1.5 | 13.34% | 9.3821
6 | 8 | 13 | 30 | 1.401 | 9.0382 | 0.075793 | -0.00044 | -0.0058789 | -0.02938 | 1.5 | 13.34% | 7.6372
6 | 8 | 14 | 30 | 21.55 | 13.4987 | 0.066293 | -0.00328 | -0.0049945 | -0.02496 | 1.5 | 13.34% | 8.0513
6 | 8 | 15 | 30 | 50.75 | 16.6997 | 0.04676 | -0.0034 | -0.0037779 | -0.01888 | 1.5 | 13.34% | 34.0503
6 | 8 | 16 | 30 | 92.243 | 26.4164 | 0.031345 | -0.00527 | -0.0023812 | -0.0119 | 1.5 | 13.34% | 65.8266
6 | 8 | 17 | 30 | 94.826 | 16.841 | 0.010895 | -0.00075 | -0.00092846 | -0.00464 | 1.5 | 13.34% | 77.985
6 | 8 | 18 | 30 | 100 | 10.0949 | 0.00017 | 0 | -1.5588e-05 | -7.79e-05 | 1.5 | 13.34% | 89.9051
6 | 8 | 19 | 30 | 100 | 100 | 0 | 0 | 0 | 0 | 1.5 | 13.34% | 0
6 | 8 | 20 | 30 | 100 | 100 | 0 | 0 | 0 | 0 | 1.5 | 13.34% | 0
6 | 8 | 21 | 30 | 100 | 100 | 0 | 0 | 0 | 0 | 1.5 | 13.34% | 0
6 | 8 | 22 | 30 | 100 | 100 | 0 | 0 | 0 | 0 | 1.5 | 13.34% | 0
6 | 8 | 23 | 30 | 100 | 100 | 0 | 0 | 0 | 0 | 1.5 | 13.34% | 0
6 | 9 | 0 | 30 | 100 | 100 | 0 | 0 | 0 | 0 | 1.5 | 13.34% | 0
6 | 9 | 1 | 30 | 100 | 100 | 0 | 0 | 0 | 0 | 1.5 | 13.34% | 0
6 | 9 | 2 | 30 | 100 | 100 | 0 | 0 | 0 | 0 | 1.5 | 13.34% | 0
6 | 9 | 3 | 30 | 100 | 100 | 0 | 0 | 0 | 0 | 1.5 | 13.34% | 0
6 | 9 | 4 | 30 | 100 | 100 | 0 | 0 | 0 | 0 | 1.5 | 13.34% | 0
6 | 9 | 5 | 30 | 100 | 100 | 0 | 0 | 0 | 0 | 1.5 | 13.34% | 0
6 | 9 | 6 | 30 | 100 | 10.0697 | 0.007721 | 0 | -0.00070635 | -0.00353 | 1.5 | 13.34% | 89.9303
6 | 9 | 7 | 30 | 93.517 | 57.0338 | 0.028141 | -0.01402 | -0.0012926 | -0.00646 | 1.5 | 13.34% | 36.4832
6 | 9 | 8 | 30 | 68.567 | 28.0321 | 0.046603 | -0.00908 | -0.0031116 | -0.01555 | 1.5 | 13.34% | 40.5349
6 | 9 | 9 | 30 | 32.496 | 26.2253 | 0.09223 | -0.0205 | -0.0029215 | -0.0146 | 1.5 | 13.34% | 6.2707
6 | 9 | 10 | 30 | 9.421 | 10.0159 | 0.052355 | -0.00024 | -0.0045483 | -0.02273 | 1.5 | 13.34% | 0.5949
6 | 9 | 11 | 30 | 0 | 9.4474 | 0.060712 | 0 | -0.0052406 | -0.02619 | 1.5 | 13.34% | 9.4474
6 | 9 | 12 | 30 | 0 | 10.0753 | 0.015303 | 0 | -0.0014007 | -0.007 | 1.5 | 13.34% | 10.0753
6 | 9 | 13 | 30 | 1.342 | 9.7661 | 0.051401 | -8.67e-05 | -0.0044942 | -0.02246 | 1.5 | 13.34% | 8.4241
6 | 9 | 14 | 30 | 21.443 | 25.4027 | 0.1212 | -0.0286 | -0.0017449 | -0.00872 | 1.5 | 13.34% | 3.9597
6 | 9 | 15 | 30 | 50.584 | 44.7443 | 0.0763 | -0.03056 | -0.0024732 | -0.01236 | 1.5 | 13.34% | 5.8397
6 | 9 | 16 | 30 | 91.982 | 88.3873 | 0.051308 | -0.0442 | -0.00061031 | -0.00305 | 1.5 | 13.34% | 3.5947
6 | 9 | 17 | 30 | 94.626 | 62.6682 | 0.006006 | -0.00337 | -0.00024212 | -0.00121 | 1.5 | 13.34% | 31.9578
6 | 9 | 18 | 30 | 100 | 9.9855 | 0.000551 | 0 | -5.0025e-05 | -0.00025 | 1.5 | 13.34% | 90.0145
6 | 9 | 19 | 30 | 100 | 100 | 0 | 0 | 0 | 0 | 1.5 | 13.34% | 0
6 | 9 | 20 | 30 | 100 | 100 | 0 | 0 | 0 | 0 | 1.5 | 13.34% | 0
6 | 9 | 21 | 30 | 100 | 100 | 0 | 0 | 0 | 0 | 1.5 | 13.34% | 0
6 | 9 | 22 | 30 | 100 | 100 | 0 | 0 | 0 | 0 | 1.5 | 13.34% | 0
6 | 9 | 23 | 30 | 100 | 100 | 0 | 0 | 0 | 0 | 1.5 | 13.34% | 0
6 | 10 | 0 | 30 | 100 | 100 | 0 | 0 | 0 | 0 | 1.5 | 13.34% | 0
6 | 10 | 1 | 30 | 100 | 100 | 0 | 0 | 0 | 0 | 1.5 | 13.34% | 0
6 | 10 | 2 | 30 | 100 | 100 | 0 | 0 | 0 | 0 | 1.5 | 13.34% | 0
6 | 10 | 3 | 30 | 100 | 100 | 0 | 0 | 0 | 0 | 1.5 | 13.34% | 0
6 | 10 | 4 | 30 | 100 | 100 | 0 | 0 | 0 | 0 | 1.5 | 13.34% | 0
6 | 10 | 5 | 30 | 100 | 100 | 0 | 0 | 0 | 0 | 1.5 | 13.34% | 0
6 | 10 | 6 | 30 | 97.394 | 9.9681 | 0.000883 | 0 | -8.004e-05 | -0.0004 | 1.5 | 13.34% | 87.4259
6 | 10 | 7 | 30 | 93.443 | 12.102 | 0.013713 | -0.00028 | -0.0012306 | -0.00615 | 1.5 | 13.34% | 81.341
6 | 10 | 8 | 30 | 68.749 | 12.9868 | 0.030141 | -0.00093 | -0.0026413 | -0.0132 | 1.5 | 13.34% | 55.7622
6 | 10 | 9 | 30 | 32.557 | 11.1963 | 0.039958 | -0.00058 | -0.0035018 | -0.0175 | 1.5 | 13.34% | 21.3607
6 | 10 | 10 | 30 | 9.449 | 9.8181 | 0.075923 | -0.00142 | -0.0054947 | -0.02746 | 1.5 | 13.34% | 0.36914
6 | 10 | 11 | 30 | 0 | 9.4058 | 0.071315 | 0 | -0.0061311 | -0.03064 | 1.5 | 13.34% | 9.4058
6 | 10 | 12 | 30 | 0 | 8.528 | 0.079909 | 0 | -0.0062791 | -0.03138 | 1.5 | 13.34% | 8.528
6 | 10 | 13 | 30 | 1.315 | 8.6923 | 0.080045 | -0.00062 | -0.0058309 | -0.02914 | 1.5 | 13.34% | 7.3773
6 | 10 | 14 | 30 | 21.437 | 20.7377 | 0.095982 | -0.01536 | -0.0037639 | -0.01881 | 1.5 | 13.34% | 0.69934
6 | 10 | 15 | 30 | 50.512 | 53.5119 | 0.087745 | -0.04477 | -0.0014227 | -0.00711 | 1.5 | 13.34% | 2.9999
6 | 10 | 16 | 30 | 91.87 | 93.2665 | 0.053688 | -0.0494 | -0.00034817 | -0.00174 | 1.5 | 13.34% | 1.3965
6 | 10 | 17 | 30 | 94.464 | 47.5052 | 0.009129 | -0.00359 | -0.00050625 | -0.00253 | 1.5 | 13.34% | 46.9588
6 | 10 | 18 | 30 | 100 | 10.0973 | 0.00048 | 0 | -4.4022e-05 | -0.00022 | 1.5 | 13.34% | 89.9027
6 | 10 | 19 | 30 | 100 | 100 | 0 | 0 | 0 | 0 | 1.5 | 13.34% | 0
6 | 10 | 20 | 30 | 100 | 100 | 0 | 0 | 0 | 0 | 1.5 | 13.34% | 0
6 | 10 | 21 | 30 | 100 | 100 | 0 | 0 | 0 | 0 | 1.5 | 13.34% | 0
6 | 10 | 22 | 30 | 100 | 100 | 0 | 0 | 0 | 0 | 1.5 | 13.34% | 0
6 | 10 | 23 | 30 | 100 | 100 | 0 | 0 | 0 | 0 | 1.5 | 13.34% | 0
6 | 11 | 0 | 30 | 100 | 100 | 0 | 0 | 0 | 0 | 1.5 | 13.34% | 0
6 | 11 | 1 | 30 | 100 | 100 | 0 | 0 | 0 | 0 | 1.5 | 13.34% | 0
6 | 11 | 2 | 30 | 100 | 100 | 0 | 0 | 0 | 0 | 1.5 | 13.34% | 0
6 | 11 | 3 | 30 | 100 | 100 | 0 | 0 | 0 | 0 | 1.5 | 13.34% | 0
6 | 11 | 4 | 30 | 100 | 100 | 0 | 0 | 0 | 0 | 1.5 | 13.34% | 0
6 | 11 | 5 | 30 | 100 | 100 | 0 | 0 | 0 | 0 | 1.5 | 13.34% | 0
6 | 11 | 6 | 30 | 100 | 10.109 | 0.003727 | 0 | -0.00034217 | -0.00171 | 1.5 | 13.34% | 89.891
6 | 11 | 7 | 30 | 93.292 | 39.0789 | 0.025337 | -0.00765 | -0.0016188 | -0.00809 | 1.5 | 13.34% | 54.2131
6 | 11 | 8 | 30 | 68.792 | 10.0866 | 0.008146 | 0 | -0.00074637 | -0.00373 | 1.5 | 13.34% | 58.7054
6 | 11 | 9 | 30 | 32.681 | 30.9666 | 0.10971 | -0.03216 | -0.0013847 | -0.00692 | 1.5 | 13.34% | 1.7144
6 | 11 | 10 | 30 | 9.541 | 9.0255 | 0.18882 | -0.01488 | -0.001983 | -0.00991 | 1.5 | 13.34% | 0.51549
6 | 11 | 11 | 30 | 0 | 0.88487 | 0.19095 | 0 | -0.0016748 | -0.00837 | 1.5 | 13.34% | 0.88487
6 | 11 | 12 | 30 | 0 | 9.5578 | 0.055874 | 0 | -0.0048744 | -0.02436 | 1.5 | 13.34% | 9.5578
6 | 11 | 13 | 30 | 1.259 | 10.0737 | 0.014365 | 0 | -0.0013147 | -0.00657 | 1.5 | 13.34% | 8.8147
6 | 11 | 14 | 30 | 21.369 | 10.084 | 0.012495 | 0 | -0.0011446 | -0.00572 | 1.5 | 13.34% | 11.285
6 | 11 | 15 | 30 | 50.416 | 10.0714 | 0.009688 | 0 | -0.00088644 | -0.00443 | 1.5 | 13.34% | 40.3446
6 | 11 | 16 | 30 | 91.726 | 13.6922 | 0.022594 | -0.00083 | -0.001991 | -0.00995 | 1.5 | 13.34% | 78.0338
6 | 11 | 17 | 30 | 94.486 | 10.398 | 0.006197 | -1.92e-05 | -0.00056628 | -0.00283 | 1.5 | 13.34% | 84.088
6 | 11 | 18 | 30 | 100 | 10.0738 | 7.74e-05 | 0 | -7.0835e-06 | -3.54e-05 | 1.5 | 13.34% | 89.9262
6 | 11 | 19 | 30 | 100 | 100 | 0 | 0 | 0 | 0 | 1.5 | 13.34% | 0
6 | 11 | 20 | 30 | 100 | 100 | 0 | 0 | 0 | 0 | 1.5 | 13.34% | 0
6 | 11 | 21 | 30 | 100 | 100 | 0 | 0 | 0 | 0 | 1.5 | 13.34% | 0
6 | 11 | 22 | 30 | 100 | 100 | 0 | 0 | 0 | 0 | 1.5 | 13.34% | 0
6 | 11 | 23 | 30 | 100 | 100 | 0 | 0 | 0 | 0 | 1.5 | 13.34% | 0
6 | 12 | 0 | 30 | 100 | 100 | 0 | 0 | 0 | 0 | 1.5 | 13.34% | 0
6 | 12 | 1 | 30 | 100 | 100 | 0 | 0 | 0 | 0 | 1.5 | 13.34% | 0
6 | 12 | 2 | 30 | 100 | 100 | 0 | 0 | 0 | 0 | 1.5 | 13.34% | 0
6 | 12 | 3 | 30 | 100 | 100 | 0 | 0 | 0 | 0 | 1.5 | 13.34% | 0
6 | 12 | 4 | 30 | 100 | 100 | 0 | 0 | 0 | 0 | 1.5 | 13.34% | 0
6 | 12 | 5 | 30 | 100 | 100 | 0 | 0 | 0 | 0 | 1.5 | 13.34% | 0
6 | 12 | 6 | 30 | 100 | 10.0728 | 0.004089 | 0 | -0.00037419 | -0.00187 | 1.5 | 13.34% | 89.9272
6 | 12 | 7 | 30 | 93.215 | 79.7546 | 0.037368 | -0.02831 | -0.00083041 | -0.00415 | 1.5 | 13.34% | 13.4604
6 | 12 | 8 | 30 | 68.944 | 62.9246 | 0.090979 | -0.05509 | -0.0013247 | -0.00662 | 1.5 | 13.34% | 6.0194
6 | 12 | 9 | 30 | 32.818 | 31.2321 | 0.13861 | -0.04119 | -0.0016008 | -0.008 | 1.5 | 13.34% | 1.5859
6 | 12 | 10 | 30 | 9.56 | 9.0166 | 0.17429 | -0.01385 | -0.0017109 | -0.00855 | 1.5 | 13.34% | 0.54335
6 | 12 | 11 | 30 | 0 | 4.5367 | 0.11338 | 0 | -0.0049205 | -0.02459 | 1.5 | 13.34% | 4.5367
6 | 12 | 12 | 30 | 0 | 4.5514 | 0.11542 | 0 | -0.0050245 | -0.02511 | 1.5 | 13.34% | 4.5514
6 | 12 | 13 | 30 | 1.225 | 6.4711 | 0.11042 | -0.00229 | -0.0045603 | -0.02279 | 1.5 | 13.34% | 5.2461
6 | 12 | 14 | 30 | 21.304 | 20.8395 | 0.096378 | -0.01558 | -0.0037279 | -0.01863 | 1.5 | 13.34% | 0.46446
6 | 12 | 15 | 30 | 50.276 | 40.5945 | 0.071622 | -0.02506 | -0.0028554 | -0.01427 | 1.5 | 13.34% | 9.6815
6 | 12 | 16 | 30 | 91.618 | 56.9549 | 0.04137 | -0.02061 | -0.0018809 | -0.0094 | 1.5 | 13.34% | 34.6631
6 | 12 | 17 | 30 | 94.315 | 20.4574 | 0.010841 | -0.00115 | -0.00088644 | -0.00443 | 1.5 | 13.34% | 73.8576
6 | 12 | 18 | 30 | 100 | 10.0736 | 8.09e-05 | 0 | -7.4037e-06 | -3.7e-05 | 1.5 | 13.34% | 89.9264
6 | 12 | 19 | 30 | 100 | 100 | 0 | 0 | 0 | 0 | 1.5 | 13.34% | 0
6 | 12 | 20 | 30 | 100 | 100 | 0 | 0 | 0 | 0 | 1.5 | 13.34% | 0
6 | 12 | 21 | 30 | 100 | 100 | 0 | 0 | 0 | 0 | 1.5 | 13.34% | 0
6 | 12 | 22 | 30 | 100 | 100 | 0 | 0 | 0 | 0 | 1.5 | 13.34% | 0
6 | 12 | 23 | 30 | 100 | 100 | 0 | 0 | 0 | 0 | 1.5 | 13.34% | 0
6 | 13 | 0 | 30 | 100 | 100 | 0 | 0 | 0 | 0 | 1.5 | 13.34% | 0
6 | 13 | 1 | 30 | 100 | 100 | 0 | 0 | 0 | 0 | 1.5 | 13.34% | 0
6 | 13 | 2 | 30 | 100 | 100 | 0 | 0 | 0 | 0 | 1.5 | 13.34% | 0
6 | 13 | 3 | 30 | 100 | 100 | 0 | 0 | 0 | 0 | 1.5 | 13.34% | 0
6 | 13 | 4 | 30 | 100 | 100 | 0 | 0 | 0 | 0 | 1.5 | 13.34% | 0
6 | 13 | 5 | 30 | 100 | 100 | 0 | 0 | 0 | 0 | 1.5 | 13.34% | 0
6 | 13 | 6 | 30 | 100 | 10.0869 | 0.006224 | 0 | -0.00057029 | -0.00285 | 1.5 | 13.34% | 89.9131
6 | 13 | 7 | 30 | 93.181 | 79.3201 | 0.038107 | -0.02868 | -0.00086243 | -0.00431 | 1.5 | 13.34% | 13.8609
6 | 13 | 8 | 30 | 69.087 | 62.5371 | 0.095556 | -0.0574 | -0.0014507 | -0.00725 | 1.5 | 13.34% | 6.5499
6 | 13 | 9 | 30 | 32.861 | 31.3623 | 0.11114 | -0.03325 | -0.0012226 | -0.00611 | 1.5 | 13.34% | 1.4987
6 | 13 | 10 | 30 | 9.654 | 9.6813 | 0.084134 | -0.00236 | -0.0052746 | -0.02636 | 1.5 | 13.34% | 0.027331
6 | 13 | 11 | 30 | 0 | 3.6268 | 0.12258 | 0 | -0.0042901 | -0.02144 | 1.5 | 13.34% | 3.6268
6 | 13 | 12 | 30 | 0 | 10.0765 | 0.018449 | 0 | -0.0016888 | -0.00844 | 1.5 | 13.34% | 10.0765
6 | 13 | 13 | 30 | 1.153 | 10.0805 | 0.01381 | 0 | -0.0012646 | -0.00632 | 1.5 | 13.34% | 8.9275
6 | 13 | 14 | 30 | 21.135 | 10.0742 | 0.012025 | 0 | -0.0011006 | -0.0055 | 1.5 | 13.34% | 11.0608
6 | 13 | 15 | 30 | 50.048 | 10.0821 | 0.009351 | 0 | -0.00085643 | -0.00428 | 1.5 | 13.34% | 39.9659
6 | 13 | 16 | 30 | 91.456 | 10.0571 | 0.005978 | 0 | -0.00054627 | -0.00273 | 1.5 | 13.34% | 81.3989
6 | 13 | 17 | 30 | 94.304 | 10.7611 | 0.008895 | -6.18e-05 | -0.0008084 | -0.00404 | 1.5 | 13.34% | 83.5429
6 | 13 | 18 | 30 | 100 | 10.0738 | 7.74e-05 | 0 | -7.0835e-06 | -3.54e-05 | 1.5 | 13.34% | 89.9262
6 | 13 | 19 | 30 | 100 | 100 | 0 | 0 | 0 | 0 | 1.5 | 13.34% | 0
6 | 13 | 20 | 30 | 100 | 100 | 0 | 0 | 0 | 0 | 1.5 | 13.34% | 0
6 | 13 | 21 | 30 | 100 | 100 | 0 | 0 | 0 | 0 | 1.5 | 13.34% | 0
6 | 13 | 22 | 30 | 100 | 100 | 0 | 0 | 0 | 0 | 1.5 | 13.34% | 0
6 | 13 | 23 | 30 | 100 | 100 | 0 | 0 | 0 | 0 | 1.5 | 13.34% | 0
6 | 14 | 0 | 30 | 100 | 100 | 0 | 0 | 0 | 0 | 1.5 | 13.34% | 0
6 | 14 | 1 | 30 | 100 | 100 | 0 | 0 | 0 | 0 | 1.5 | 13.34% | 0
6 | 14 | 2 | 30 | 100 | 100 | 0 | 0 | 0 | 0 | 1.5 | 13.34% | 0
6 | 14 | 3 | 30 | 100 | 100 | 0 | 0 | 0 | 0 | 1.5 | 13.34% | 0
6 | 14 | 4 | 30 | 100 | 100 | 0 | 0 | 0 | 0 | 1.5 | 13.34% | 0
6 | 14 | 5 | 30 | 100 | 100 | 0 | 0 | 0 | 0 | 1.5 | 13.34% | 0
6 | 14 | 6 | 30 | 100 | 10.0478 | 0.003901 | 0 | -0.00035618 | -0.00178 | 1.5 | 13.34% | 89.9522
6 | 14 | 7 | 30 | 93.05 | 92.6553 | 0.031447 | -0.02864 | -0.00025813 | -0.00129 | 1.5 | 13.34% | 0.39474
6 | 14 | 8 | 30 | 69.161 | 63.4959 | 0.082465 | -0.05052 | -0.0011266 | -0.00563 | 1.5 | 13.34% | 5.6651
6 | 14 | 9 | 30 | 33.038 | 31.4366 | 0.12494 | -0.03752 | -0.0013367 | -0.00668 | 1.5 | 13.34% | 1.6014
6 | 14 | 10 | 30 | 9.723 | 9.0061 | 0.1564 | -0.01255 | -0.0014087 | -0.00704 | 1.5 | 13.34% | 0.71688
6 | 14 | 11 | 30 | 0 | 0.82225 | 0.17445 | 0 | -0.0014227 | -0.00711 | 1.5 | 13.34% | 0.82225
6 | 14 | 12 | 30 | 0 | 0.80544 | 0.17781 | 0 | -0.0014207 | -0.0071 | 1.5 | 13.34% | 0.80544
6 | 14 | 13 | 30 | 1.111 | 4.3142 | 0.16633 | -0.0057 | -0.0014147 | -0.00707 | 1.5 | 13.34% | 3.2032
6 | 14 | 14 | 30 | 21.07 | 26.2488 | 0.14078 | -0.03522 | -0.0013727 | -0.00686 | 1.5 | 13.34% | 5.1788
6 | 14 | 15 | 30 | 49.961 | 55.7548 | 0.10301 | -0.05551 | -0.0012346 | -0.00617 | 1.5 | 13.34% | 5.7938
6 | 14 | 16 | 30 | 91.39 | 94.6214 | 0.05474 | -0.05127 | -0.00027013 | -0.00135 | 1.5 | 13.34% | 3.2314
6 | 14 | 17 | 30 | 94.116 | 60.9772 | 0.006709 | -0.00364 | -0.00028014 | -0.0014 | 1.5 | 13.34% | 33.1388
6 | 14 | 18 | 30 | 100 | 10.0582 | 8.78e-05 | 0 | -8.024e-06 | -4.01e-05 | 1.5 | 13.34% | 89.9418
6 | 14 | 19 | 30 | 100 | 100 | 0 | 0 | 0 | 0 | 1.5 | 13.34% | 0
6 | 14 | 20 | 30 | 100 | 100 | 0 | 0 | 0 | 0 | 1.5 | 13.34% | 0
6 | 14 | 21 | 30 | 100 | 100 | 0 | 0 | 0 | 0 | 1.5 | 13.34% | 0
6 | 14 | 22 | 30 | 100 | 100 | 0 | 0 | 0 | 0 | 1.5 | 13.34% | 0
6 | 14 | 23 | 30 | 100 | 100 | 0 | 0 | 0 | 0 | 1.5 | 13.34% | 0
6 | 15 | 0 | 30 | 100 | 100 | 0 | 0 | 0 | 0 | 1.5 | 13.34% | 0
6 | 15 | 1 | 30 | 100 | 100 | 0 | 0 | 0 | 0 | 1.5 | 13.34% | 0
6 | 15 | 2 | 30 | 100 | 100 | 0 | 0 | 0 | 0 | 1.5 | 13.34% | 0
6 | 15 | 3 | 30 | 100 | 100 | 0 | 0 | 0 | 0 | 1.5 | 13.34% | 0
6 | 15 | 4 | 30 | 100 | 100 | 0 | 0 | 0 | 0 | 1.5 | 13.34% | 0
6 | 15 | 5 | 30 | 100 | 100 | 0 | 0 | 0 | 0 | 1.5 | 13.34% | 0
6 | 15 | 6 | 30 | 100 | 10.0886 | 0.003843 | 0 | -0.00035218 | -0.00176 | 1.5 | 13.34% | 89.9114
6 | 15 | 7 | 30 | 93.109 | 93.1432 | 0.031328 | -0.02872 | -0.00023812 | -0.00119 | 1.5 | 13.34% | 0.034229
6 | 15 | 8 | 30 | 69.394 | 63.3968 | 0.08318 | -0.05086 | -0.0011466 | -0.00573 | 1.5 | 13.34% | 5.9972
6 | 15 | 9 | 30 | 33.061 | 31.4025 | 0.12645 | -0.03791 | -0.0013687 | -0.00684 | 1.5 | 13.34% | 1.6585
6 | 15 | 10 | 30 | 9.786 | 9.0102 | 0.15859 | -0.01271 | -0.0014487 | -0.00724 | 1.5 | 13.34% | 0.77581
6 | 15 | 11 | 30 | 0 | 0.83434 | 0.17702 | 0 | -0.0014647 | -0.00732 | 1.5 | 13.34% | 0.83434
6 | 15 | 12 | 30 | 0 | 0.81736 | 0.18042 | 0 | -0.0014627 | -0.00731 | 1.5 | 13.34% | 0.81736
6 | 15 | 13 | 30 | 1.071 | 4.3235 | 0.16879 | -0.00578 | -0.0014547 | -0.00727 | 1.5 | 13.34% | 3.2525
6 | 15 | 14 | 30 | 20.971 | 26.2268 | 0.1427 | -0.03565 | -0.0014067 | -0.00703 | 1.5 | 13.34% | 5.2558
6 | 15 | 15 | 30 | 49.819 | 55.6867 | 0.10438 | -0.05616 | -0.0012626 | -0.00631 | 1.5 | 13.34% | 5.8677
6 | 15 | 16 | 30 | 91.326 | 95.2009 | 0.055221 | -0.05211 | -0.00023612 | -0.00118 | 1.5 | 13.34% | 3.8749
6 | 15 | 17 | 30 | 94.197 | 61.7731 | 0.006799 | -0.00375 | -0.00027814 | -0.00139 | 1.5 | 13.34% | 32.4239
6 | 15 | 18 | 30 | 100 | 10.0582 | 8.78e-05 | 0 | -8.024e-06 | -4.01e-05 | 1.5 | 13.34% | 89.9418
6 | 15 | 19 | 30 | 100 | 100 | 0 | 0 | 0 | 0 | 1.5 | 13.34% | 0
6 | 15 | 20 | 30 | 100 | 100 | 0 | 0 | 0 | 0 | 1.5 | 13.34% | 0
6 | 15 | 21 | 30 | 100 | 100 | 0 | 0 | 0 | 0 | 1.5 | 13.34% | 0
6 | 15 | 22 | 30 | 100 | 100 | 0 | 0 | 0 | 0 | 1.5 | 13.34% | 0
6 | 15 | 23 | 30 | 100 | 100 | 0 | 0 | 0 | 0 | 1.5 | 13.34% | 0
6 | 16 | 0 | 30 | 100 | 100 | 0 | 0 | 0 | 0 | 1.5 | 13.34% | 0
6 | 16 | 1 | 30 | 100 | 100 | 0 | 0 | 0 | 0 | 1.5 | 13.34% | 0
6 | 16 | 2 | 30 | 100 | 100 | 0 | 0 | 0 | 0 | 1.5 | 13.34% | 0
6 | 16 | 3 | 30 | 100 | 100 | 0 | 0 | 0 | 0 | 1.5 | 13.34% | 0
6 | 16 | 4 | 30 | 100 | 100 | 0 | 0 | 0 | 0 | 1.5 | 13.34% | 0
6 | 16 | 5 | 30 | 100 | 100 | 0 | 0 | 0 | 0 | 1.5 | 13.34% | 0
6 | 16 | 6 | 30 | 100 | 10.0457 | 0.001096 | 0 | -0.00010005 | -0.0005 | 1.5 | 13.34% | 89.9543
6 | 16 | 7 | 30 | 93.059 | 37.8105 | 0.024627 | -0.0071 | -0.0016048 | -0.00802 | 1.5 | 13.34% | 55.2485
6 | 16 | 8 | 30 | 69.394 | 13.8083 | 0.03556 | -0.00141 | -0.0030755 | -0.01537 | 1.5 | 13.34% | 55.5857
6 | 16 | 9 | 30 | 33.17 | 11.4458 | 0.04395 | -0.00078 | -0.0038139 | -0.01906 | 1.5 | 13.34% | 21.7242
6 | 16 | 10 | 30 | 9.895 | 9.455 | 0.099678 | -0.00449 | -0.0045083 | -0.02253 | 1.5 | 13.34% | 0.44005
6 | 16 | 11 | 30 | 0 | 2.4875 | 0.13529 | 0 | -0.0032836 | -0.01641 | 1.5 | 13.34% | 2.4875
6 | 16 | 12 | 30 | 0 | 3.0916 | 0.13078 | 0 | -0.003922 | -0.0196 | 1.5 | 13.34% | 3.0916
6 | 16 | 13 | 30 | 1.01 | 4.8644 | 0.13893 | -0.00428 | -0.0023632 | -0.01181 | 1.5 | 13.34% | 3.8544
6 | 16 | 14 | 30 | 20.896 | 22.2578 | 0.10307 | -0.019 | -0.0032236 | -0.01611 | 1.5 | 13.34% | 1.3618
6 | 16 | 15 | 30 | 49.698 | 29.0419 | 0.059576 | -0.01268 | -0.0035818 | -0.0179 | 1.5 | 13.34% | 20.6561
6 | 16 | 16 | 30 | 91.218 | 40.2505 | 0.036449 | -0.01148 | -0.0022751 | -0.01137 | 1.5 | 13.34% | 50.9675
6 | 16 | 17 | 30 | 94.052 | 17.4226 | 0.011379 | -0.00085 | -0.00096448 | -0.00482 | 1.5 | 13.34% | 76.6294
6 | 16 | 18 | 30 | 100 | 10.0802 | 8.26e-05 | 0 | -7.5638e-06 | -3.78e-05 | 1.5 | 13.34% | 89.9198
6 | 16 | 19 | 30 | 100 | 100 | 0 | 0 | 0 | 0 | 1.5 | 13.34% | 0
6 | 16 | 20 | 30 | 100 | 100 | 0 | 0 | 0 | 0 | 1.5 | 13.34% | 0
6 | 16 | 21 | 30 | 100 | 100 | 0 | 0 | 0 | 0 | 1.5 | 13.34% | 0
6 | 16 | 22 | 30 | 100 | 100 | 0 | 0 | 0 | 0 | 1.5 | 13.34% | 0
6 | 16 | 23 | 30 | 100 | 100 | 0 | 0 | 0 | 0 | 1.5 | 13.34% | 0
6 | 17 | 0 | 30 | 100 | 100 | 0 | 0 | 0 | 0 | 1.5 | 13.34% | 0
6 | 17 | 1 | 30 | 100 | 100 | 0 | 0 | 0 | 0 | 1.5 | 13.34% | 0
6 | 17 | 2 | 30 | 100 | 100 | 0 | 0 | 0 | 0 | 1.5 | 13.34% | 0
6 | 17 | 3 | 30 | 100 | 100 | 0 | 0 | 0 | 0 | 1.5 | 13.34% | 0
6 | 17 | 4 | 30 | 100 | 100 | 0 | 0 | 0 | 0 | 1.5 | 13.34% | 0
6 | 17 | 5 | 30 | 100 | 100 | 0 | 0 | 0 | 0 | 1.5 | 13.34% | 0
6 | 17 | 6 | 30 | 100 | 10.0505 | 0.002936 | 0 | -0.00026813 | -0.00134 | 1.5 | 13.34% | 89.9495
6 | 17 | 7 | 30 | 92.928 | 45.527 | 0.025675 | -0.00954 | -0.0014767 | -0.00738 | 1.5 | 13.34% | 47.401
6 | 17 | 8 | 30 | 69.621 | 42.1658 | 0.055339 | -0.01969 | -0.0025633 | -0.01281 | 1.5 | 13.34% | 27.4552
6 | 17 | 9 | 30 | 33.27 | 24.9997 | 0.087099 | -0.0178 | -0.0031796 | -0.01589 | 1.5 | 13.34% | 8.2703
6 | 17 | 10 | 30 | 9.938 | 9.3401 | 0.10803 | -0.00578 | -0.003942 | -0.0197 | 1.5 | 13.34% | 0.59786
6 | 17 | 11 | 30 | 0 | 5.4688 | 0.10404 | 0 | -0.0053947 | -0.02696 | 1.5 | 13.34% | 5.4688
6 | 17 | 12 | 30 | 0 | 3.9743 | 0.12098 | 0 | -0.0046243 | -0.02311 | 1.5 | 13.34% | 3.9743
6 | 17 | 13 | 30 | 0.982 | 5.2619 | 0.13062 | -0.00368 | -0.0030335 | -0.01516 | 1.5 | 13.34% | 4.2799
6 | 17 | 14 | 30 | 20.925 | 24.6368 | 0.11606 | -0.02591 | -0.0021531 | -0.01076 | 1.5 | 13.34% | 3.7118
6 | 17 | 15 | 30 | 49.609 | 38.3036 | 0.069294 | -0.02233 | -0.0030455 | -0.01522 | 1.5 | 13.34% | 11.3054
6 | 17 | 16 | 30 | 91.149 | 53.0029 | 0.040484 | -0.01839 | -0.002005 | -0.01002 | 1.5 | 13.34% | 38.1461
6 | 17 | 17 | 30 | 93.953 | 18.5976 | 0.01141 | -0.00099 | -0.00095448 | -0.00477 | 1.5 | 13.34% | 75.3554
6 | 17 | 18 | 30 | 100 | 10.0646 | 8.95e-05 | 0 | -8.1841e-06 | -4.09e-05 | 1.5 | 13.34% | 89.9354
6 | 17 | 19 | 30 | 100 | 100 | 0 | 0 | 0 | 0 | 1.5 | 13.34% | 0
6 | 17 | 20 | 30 | 100 | 100 | 0 | 0 | 0 | 0 | 1.5 | 13.34% | 0
6 | 17 | 21 | 30 | 100 | 100 | 0 | 0 | 0 | 0 | 1.5 | 13.34% | 0
6 | 17 | 22 | 30 | 100 | 100 | 0 | 0 | 0 | 0 | 1.5 | 13.34% | 0
6 | 17 | 23 | 30 | 100 | 100 | 0 | 0 | 0 | 0 | 1.5 | 13.34% | 0
6 | 18 | 0 | 30 | 100 | 100 | 0 | 0 | 0 | 0 | 1.5 | 13.34% | 0
6 | 18 | 1 | 30 | 100 | 100 | 0 | 0 | 0 | 0 | 1.5 | 13.34% | 0
6 | 18 | 2 | 30 | 100 | 100 | 0 | 0 | 0 | 0 | 1.5 | 13.34% | 0
6 | 18 | 3 | 30 | 100 | 100 | 0 | 0 | 0 | 0 | 1.5 | 13.34% | 0
6 | 18 | 4 | 30 | 100 | 100 | 0 | 0 | 0 | 0 | 1.5 | 13.34% | 0
6 | 18 | 5 | 30 | 100 | 100 | 0 | 0 | 0 | 0 | 1.5 | 13.34% | 0
6 | 18 | 6 | 30 | 100 | 10.0948 | 0.005674 | 0 | -0.00052026 | -0.0026 | 1.5 | 13.34% | 89.9052
6 | 18 | 7 | 30 | 92.88 | 10.1071 | 0.006391 | -2.6e-06 | -0.00058429 | -0.00292 | 1.5 | 13.34% | 82.7729
6 | 18 | 8 | 30 | 69.821 | 10.8553 | 0.017065 | -0.00014 | -0.0015448 | -0.00772 | 1.5 | 13.34% | 58.9657
6 | 18 | 9 | 30 | 33.327 | 24.0017 | 0.083997 | -0.01595 | -0.0033957 | -0.01697 | 1.5 | 13.34% | 9.3253
6 | 18 | 10 | 30 | 9.972 | 9.4186 | 0.1022 | -0.00489 | -0.0043282 | -0.02163 | 1.5 | 13.34% | 0.55339
6 | 18 | 11 | 30 | 0 | 8.5432 | 0.077744 | 0 | -0.0061191 | -0.03058 | 1.5 | 13.34% | 8.5432
6 | 18 | 12 | 30 | 0 | 9.5051 | 0.071533 | 0 | -0.0062091 | -0.03103 | 1.5 | 13.34% | 9.5051
6 | 18 | 13 | 30 | 0.909 | 9.1796 | 0.073715 | -0.00037 | -0.0058589 | -0.02928 | 1.5 | 13.34% | 8.2706
6 | 18 | 14 | 30 | 20.786 | 21.4292 | 0.099146 | -0.01696 | -0.0035298 | -0.01764 | 1.5 | 13.34% | 0.64317
6 | 18 | 15 | 30 | 49.476 | 14.5425 | 0.044668 | -0.00218 | -0.0037679 | -0.01883 | 1.5 | 13.34% | 34.9335
6 | 18 | 16 | 30 | 91.151 | 25.8214 | 0.03151 | -0.0051 | -0.0024132 | -0.01206 | 1.5 | 13.34% | 65.3296
6 | 18 | 17 | 30 | 93.758 | 28.5151 | 0.01054 | -0.002 | -0.00078239 | -0.00391 | 1.5 | 13.34% | 65.2429
6 | 18 | 18 | 30 | 100 | 9.9228 | 0.000399 | 0 | -3.6018e-05 | -0.00018 | 1.5 | 13.34% | 90.0772
6 | 18 | 19 | 30 | 100 | 100 | 0 | 0 | 0 | 0 | 1.5 | 13.34% | 0
6 | 18 | 20 | 30 | 100 | 100 | 0 | 0 | 0 | 0 | 1.5 | 13.34% | 0
6 | 18 | 21 | 30 | 100 | 100 | 0 | 0 | 0 | 0 | 1.5 | 13.34% | 0
6 | 18 | 22 | 30 | 100 | 100 | 0 | 0 | 0 | 0 | 1.5 | 13.34% | 0
6 | 18 | 23 | 30 | 100 | 100 | 0 | 0 | 0 | 0 | 1.5 | 13.34% | 0
6 | 19 | 0 | 30 | 100 | 100 | 0 | 0 | 0 | 0 | 1.5 | 13.34% | 0
6 | 19 | 1 | 30 | 100 | 100 | 0 | 0 | 0 | 0 | 1.5 | 13.34% | 0
6 | 19 | 2 | 30 | 100 | 100 | 0 | 0 | 0 | 0 | 1.5 | 13.34% | 0
6 | 19 | 3 | 30 | 100 | 100 | 0 | 0 | 0 | 0 | 1.5 | 13.34% | 0
6 | 19 | 4 | 30 | 100 | 100 | 0 | 0 | 0 | 0 | 1.5 | 13.34% | 0
6 | 19 | 5 | 30 | 100 | 100 | 0 | 0 | 0 | 0 | 1.5 | 13.34% | 0
6 | 19 | 6 | 30 | 100 | 10.0738 | 0.00258 | 0 | -0.00023612 | -0.00118 | 1.5 | 13.34% | 89.9262
6 | 19 | 7 | 30 | 92.929 | 57.0986 | 0.026796 | -0.01337 | -0.0012286 | -0.00614 | 1.5 | 13.34% | 35.8304
6 | 19 | 8 | 30 | 69.882 | 51.896 | 0.061846 | -0.02912 | -0.001959 | -0.00979 | 1.5 | 13.34% | 17.986
6 | 19 | 9 | 30 | 33.502 | 27.1033 | 0.093465 | -0.02198 | -0.0026373 | -0.01318 | 1.5 | 13.34% | 6.3987
6 | 19 | 10 | 30 | 10.054 | 9.2364 | 0.11694 | -0.00726 | -0.0032416 | -0.0162 | 1.5 | 13.34% | 0.81762
6 | 19 | 11 | 30 | 0 | 2.9296 | 0.12971 | 0 | -0.0036918 | -0.01845 | 1.5 | 13.34% | 2.9296
6 | 19 | 12 | 30 | 0 | 3.0292 | 0.13135 | 0 | -0.0038619 | -0.0193 | 1.5 | 13.34% | 3.0292
6 | 19 | 13 | 30 | 0.89 | 5.629 | 0.1239 | -0.00321 | -0.0035638 | -0.01781 | 1.5 | 13.34% | 4.739
6 | 19 | 14 | 30 | 20.696 | 22.6085 | 0.10493 | -0.01994 | -0.0030855 | -0.01542 | 1.5 | 13.34% | 1.9125
6 | 19 | 15 | 30 | 49.309 | 45.7132 | 0.077745 | -0.03207 | -0.0023812 | -0.0119 | 1.5 | 13.34% | 3.5958
6 | 19 | 16 | 30 | 91.07 | 66.3349 | 0.044601 | -0.02694 | -0.0015908 | -0.00795 | 1.5 | 13.34% | 24.7351
6 | 19 | 17 | 30 | 93.922 | 28.4264 | 0.010686 | -0.00202 | -0.0007924 | -0.00396 | 1.5 | 13.34% | 65.4956
6 | 19 | 18 | 30 | 100 | 10.0763 | 9.64e-05 | 0 | -8.8244e-06 | -4.41e-05 | 1.5 | 13.34% | 89.9237
6 | 19 | 19 | 30 | 100 | 100 | 0 | 0 | 0 | 0 | 1.5 | 13.34% | 0
6 | 19 | 20 | 30 | 100 | 100 | 0 | 0 | 0 | 0 | 1.5 | 13.34% | 0
6 | 19 | 21 | 30 | 100 | 100 | 0 | 0 | 0 | 0 | 1.5 | 13.34% | 0
6 | 19 | 22 | 30 | 100 | 100 | 0 | 0 | 0 | 0 | 1.5 | 13.34% | 0
6 | 19 | 23 | 30 | 100 | 100 | 0 | 0 | 0 | 0 | 1.5 | 13.34% | 0
6 | 20 | 0 | 30 | 100 | 100 | 0 | 0 | 0 | 0 | 1.5 | 13.34% | 0
6 | 20 | 1 | 30 | 100 | 100 | 0 | 0 | 0 | 0 | 1.5 | 13.34% | 0
6 | 20 | 2 | 30 | 100 | 100 | 0 | 0 | 0 | 0 | 1.5 | 13.34% | 0
6 | 20 | 3 | 30 | 100 | 100 | 0 | 0 | 0 | 0 | 1.5 | 13.34% | 0
6 | 20 | 4 | 30 | 100 | 100 | 0 | 0 | 0 | 0 | 1.5 | 13.34% | 0
6 | 20 | 5 | 30 | 100 | 100 | 0 | 0 | 0 | 0 | 1.5 | 13.34% | 0
6 | 20 | 6 | 30 | 100 | 9.9434 | 0.000885 | 0 | -8.004e-05 | -0.0004 | 1.5 | 13.34% | 90.0566
6 | 20 | 7 | 30 | 92.827 | 12.0168 | 0.013206 | -0.00026 | -0.0011846 | -0.00592 | 1.5 | 13.34% | 80.8102
6 | 20 | 8 | 30 | 70.077 | 10.0704 | 0.008661 | 0 | -0.0007924 | -0.00396 | 1.5 | 13.34% | 60.0066
6 | 20 | 9 | 30 | 33.585 | 10.7969 | 0.032163 | -0.0003 | -0.0028634 | -0.01431 | 1.5 | 13.34% | 22.7881
6 | 20 | 10 | 30 | 10.159 | 9.9326 | 0.066993 | -0.00064 | -0.0054707 | -0.02734 | 1.5 | 13.34% | 0.22644
6 | 20 | 11 | 30 | 0 | 7.8755 | 0.083104 | 0 | -0.006067 | -0.03032 | 1.5 | 13.34% | 7.8755
6 | 20 | 12 | 30 | 0 | 4.8056 | 0.11246 | 0 | -0.0051566 | -0.02577 | 1.5 | 13.34% | 4.8056
6 | 20 | 13 | 30 | 0.848 | 7.8786 | 0.090285 | -0.00111 | -0.0055648 | -0.02781 | 1.5 | 13.34% | 7.0306
6 | 20 | 14 | 30 | 20.645 | 18.9357 | 0.088081 | -0.0116 | -0.0042701 | -0.02134 | 1.5 | 13.34% | 1.7093
6 | 20 | 15 | 30 | 49.164 | 36.1692 | 0.067178 | -0.01993 | -0.0032076 | -0.01603 | 1.5 | 13.34% | 12.9948
6 | 20 | 16 | 30 | 91.085 | 64.202 | 0.044054 | -0.02554 | -0.0016708 | -0.00835 | 1.5 | 13.34% | 26.883
6 | 20 | 17 | 30 | 94.003 | 29.3618 | 0.010719 | -0.00213 | -0.00078639 | -0.00393 | 1.5 | 13.34% | 64.6412
6 | 20 | 18 | 30 | 100 | 10.2759 | 0.000408 | 0 | -3.8019e-05 | -0.00019 | 1.5 | 13.34% | 89.7241
6 | 20 | 19 | 30 | 100 | 100 | 0 | 0 | 0 | 0 | 1.5 | 13.34% | 0
6 | 20 | 20 | 30 | 100 | 100 | 0 | 0 | 0 | 0 | 1.5 | 13.34% | 0
6 | 20 | 21 | 30 | 100 | 100 | 0 | 0 | 0 | 0 | 1.5 | 13.34% | 0
6 | 20 | 22 | 30 | 100 | 100 | 0 | 0 | 0 | 0 | 1.5 | 13.34% | 0
6 | 20 | 23 | 30 | 100 | 100 | 0 | 0 | 0 | 0 | 1.5 | 13.34% | 0
6 | 21 | 0 | 30 | 100 | 100 | 0 | 0 | 0 | 0 | 1.5 | 13.34% | 0
6 | 21 | 1 | 30 | 100 | 100 | 0 | 0 | 0 | 0 | 1.5 | 13.34% | 0
6 | 21 | 2 | 30 | 100 | 100 | 0 | 0 | 0 | 0 | 1.5 | 13.34% | 0
6 | 21 | 3 | 30 | 100 | 100 | 0 | 0 | 0 | 0 | 1.5 | 13.34% | 0
6 | 21 | 4 | 30 | 100 | 100 | 0 | 0 | 0 | 0 | 1.5 | 13.34% | 0
6 | 21 | 5 | 30 | 100 | 100 | 0 | 0 | 0 | 0 | 1.5 | 13.34% | 0
6 | 21 | 6 | 30 | 100 | 10.0772 | 0.005071 | 0 | -0.00046423 | -0.00232 | 1.5 | 13.34% | 89.9228
6 | 21 | 7 | 30 | 92.786 | 91.5877 | 0.029924 | -0.02687 | -0.00028014 | -0.0014 | 1.5 | 13.34% | 1.1983
6 | 21 | 8 | 30 | 70.217 | 62.4898 | 0.092744 | -0.05566 | -0.0014127 | -0.00706 | 1.5 | 13.34% | 7.7272
6 | 21 | 9 | 30 | 33.631 | 32.2259 | 0.11427 | -0.0357 | -0.00085043 | -0.00425 | 1.5 | 13.34% | 1.4051
6 | 21 | 10 | 30 | 10.216 | 9.0273 | 0.18636 | -0.01467 | -0.001975 | -0.00987 | 1.5 | 13.34% | 1.1887
6 | 21 | 11 | 30 | 0 | 9.6388 | 0.061773 | 0 | -0.0054307 | -0.02714 | 1.5 | 13.34% | 9.6388
6 | 21 | 12 | 30 | 0 | 9.4268 | 0.072122 | 0 | -0.0062131 | -0.03105 | 1.5 | 13.34% | 9.4268
6 | 21 | 13 | 30 | 0.787 | 7.7574 | 0.091963 | -0.0012 | -0.0055068 | -0.02752 | 1.5 | 13.34% | 6.9704
6 | 21 | 14 | 30 | 20.542 | 18.926 | 0.088096 | -0.01159 | -0.0042741 | -0.02136 | 1.5 | 13.34% | 1.616
6 | 21 | 15 | 30 | 49.11 | 34.7596 | 0.065764 | -0.01841 | -0.0033016 | -0.0165 | 1.5 | 13.34% | 14.3504
6 | 21 | 16 | 30 | 90.972 | 28.777 | 0.032779 | -0.00632 | -0.0024172 | -0.01208 | 1.5 | 13.34% | 62.195
6 | 21 | 17 | 30 | 93.994 | 21.9 | 0.011583 | -0.0014 | -0.00093247 | -0.00466 | 1.5 | 13.34% | 72.094
6 | 21 | 18 | 30 | 100 | 10.1837 | 0.000866 | 0 | -8.004e-05 | -0.0004 | 1.5 | 13.34% | 89.8163
6 | 21 | 19 | 30 | 100 | 100 | 0 | 0 | 0 | 0 | 1.5 | 13.34% | 0
6 | 21 | 20 | 30 | 100 | 100 | 0 | 0 | 0 | 0 | 1.5 | 13.34% | 0
6 | 21 | 21 | 30 | 100 | 100 | 0 | 0 | 0 | 0 | 1.5 | 13.34% | 0
6 | 21 | 22 | 30 | 100 | 100 | 0 | 0 | 0 | 0 | 1.5 | 13.34% | 0
6 | 21 | 23 | 30 | 100 | 100 | 0 | 0 | 0 | 0 | 1.5 | 13.34% | 0
6 | 22 | 0 | 30 | 100 | 100 | 0 | 0 | 0 | 0 | 1.5 | 13.34% | 0
6 | 22 | 1 | 30 | 100 | 100 | 0 | 0 | 0 | 0 | 1.5 | 13.34% | 0
6 | 22 | 2 | 30 | 100 | 100 | 0 | 0 | 0 | 0 | 1.5 | 13.34% | 0
6 | 22 | 3 | 30 | 100 | 100 | 0 | 0 | 0 | 0 | 1.5 | 13.34% | 0
6 | 22 | 4 | 30 | 100 | 100 | 0 | 0 | 0 | 0 | 1.5 | 13.34% | 0
6 | 22 | 5 | 30 | 100 | 100 | 0 | 0 | 0 | 0 | 1.5 | 13.34% | 0
6 | 22 | 6 | 30 | 100 | 10.0634 | 0.003042 | 0 | -0.00027814 | -0.00139 | 1.5 | 13.34% | 89.9366
6 | 22 | 7 | 30 | 92.93 | 24.1662 | 0.021464 | -0.0031 | -0.0016808 | -0.0084 | 1.5 | 13.34% | 68.7638
6 | 22 | 8 | 30 | 70.442 | 13.0114 | 0.029863 | -0.00093 | -0.0026153 | -0.01307 | 1.5 | 13.34% | 57.4306
6 | 22 | 9 | 30 | 33.828 | 11.0666 | 0.049151 | -0.00063 | -0.0043302 | -0.02164 | 1.5 | 13.34% | 22.7614
6 | 22 | 10 | 30 | 10.309 | 10.0043 | 0.062925 | -0.00033 | -0.0054227 | -0.0271 | 1.5 | 13.34% | 0.30469
6 | 22 | 11 | 30 | 0 | 9.4345 | 0.060765 | 0 | -0.0052386 | -0.02618 | 1.5 | 13.34% | 9.4345
6 | 22 | 12 | 30 | 0 | 9.6705 | 0.049402 | 0 | -0.0043562 | -0.02177 | 1.5 | 13.34% | 9.6705
6 | 22 | 13 | 30 | 0.737 | 9.8004 | 0.063182 | -9.51e-05 | -0.0055528 | -0.02775 | 1.5 | 13.34% | 9.0634
6 | 22 | 14 | 30 | 20.418 | 17.0866 | 0.080515 | -0.00831 | -0.0046523 | -0.02325 | 1.5 | 13.34% | 3.3314
6 | 22 | 15 | 30 | 48.943 | 51.9278 | 0.086033 | -0.04217 | -0.0016488 | -0.00824 | 1.5 | 13.34% | 2.9848
6 | 22 | 16 | 30 | 91.036 | 91.1412 | 0.053693 | -0.04803 | -0.00047424 | -0.00237 | 1.5 | 13.34% | 0.10523
6 | 22 | 17 | 30 | 93.954 | 53.2967 | 0.011058 | -0.00505 | -0.00055028 | -0.00275 | 1.5 | 13.34% | 40.6573
6 | 22 | 18 | 30 | 100 | 10.0055 | 0.0011 | 0 | -0.00010005 | -0.0005 | 1.5 | 13.34% | 89.9945
6 | 22 | 19 | 30 | 100 | 100 | 0 | 0 | 0 | 0 | 1.5 | 13.34% | 0
6 | 22 | 20 | 30 | 100 | 100 | 0 | 0 | 0 | 0 | 1.5 | 13.34% | 0
6 | 22 | 21 | 30 | 100 | 100 | 0 | 0 | 0 | 0 | 1.5 | 13.34% | 0
6 | 22 | 22 | 30 | 100 | 100 | 0 | 0 | 0 | 0 | 1.5 | 13.34% | 0
6 | 22 | 23 | 30 | 100 | 100 | 0 | 0 | 0 | 0 | 1.5 | 13.34% | 0
6 | 23 | 0 | 30 | 100 | 100 | 0 | 0 | 0 | 0 | 1.5 | 13.34% | 0
6 | 23 | 1 | 30 | 100 | 100 | 0 | 0 | 0 | 0 | 1.5 | 13.34% | 0
6 | 23 | 2 | 30 | 100 | 100 | 0 | 0 | 0 | 0 | 1.5 | 13.34% | 0
6 | 23 | 3 | 30 | 100 | 100 | 0 | 0 | 0 | 0 | 1.5 | 13.34% | 0
6 | 23 | 4 | 30 | 100 | 100 | 0 | 0 | 0 | 0 | 1.5 | 13.34% | 0
6 | 23 | 5 | 30 | 100 | 100 | 0 | 0 | 0 | 0 | 1.5 | 13.34% | 0
6 | 23 | 6 | 30 | 100 | 10.0583 | 0.003547 | 0 | -0.00032416 | -0.00162 | 1.5 | 13.34% | 89.9417
6 | 23 | 7 | 30 | 92.877 | 47.3899 | 0.025314 | -0.00992 | -0.0014087 | -0.00704 | 1.5 | 13.34% | 45.4871
6 | 23 | 8 | 30 | 70.605 | 57.357 | 0.065443 | -0.03514 | -0.0015228 | -0.00761 | 1.5 | 13.34% | 13.248
6 | 23 | 9 | 30 | 33.927 | 28.538 | 0.097937 | -0.02512 | -0.0022011 | -0.011 | 1.5 | 13.34% | 5.389
6 | 23 | 10 | 30 | 10.328 | 9.5717 | 0.090615 | -0.00326 | -0.0049405 | -0.02469 | 1.5 | 13.34% | 0.75635
6 | 23 | 11 | 30 | 0 | 4.2593 | 0.1153 | 0 | -0.0047104 | -0.02354 | 1.5 | 13.34% | 4.2593
6 | 23 | 12 | 30 | 0 | 3.3536 | 0.12759 | 0 | -0.0041401 | -0.02069 | 1.5 | 13.34% | 3.3536
6 | 23 | 13 | 30 | 0.699 | 9.7995 | 0.065995 | -0.0001 | -0.0057989 | -0.02898 | 1.5 | 13.34% | 9.1005
6 | 23 | 14 | 30 | 20.397 | 10.0734 | 0.013469 | 0 | -0.0012326 | -0.00616 | 1.5 | 13.34% | 10.3236
6 | 23 | 15 | 30 | 48.763 | 10.0737 | 0.010495 | 0 | -0.00096048 | -0.0048 | 1.5 | 13.34% | 38.6893
6 | 23 | 16 | 30 | 91.004 | 10.0857 | 0.006727 | 0 | -0.00061631 | -0.00308 | 1.5 | 13.34% | 80.9183
6 | 23 | 17 | 30 | 93.968 | 10.0348 | 0.002633 | 0 | -0.00024012 | -0.0012 | 1.5 | 13.34% | 83.9332
6 | 23 | 18 | 30 | 100 | 10.1198 | 0.000108 | 0 | -9.925e-06 | -4.96e-05 | 1.5 | 13.34% | 89.8802
6 | 23 | 19 | 30 | 100 | 100 | 0 | 0 | 0 | 0 | 1.5 | 13.34% | 0
6 | 23 | 20 | 30 | 100 | 100 | 0 | 0 | 0 | 0 | 1.5 | 13.34% | 0
6 | 23 | 21 | 30 | 100 | 100 | 0 | 0 | 0 | 0 | 1.5 | 13.34% | 0
6 | 23 | 22 | 30 | 100 | 100 | 0 | 0 | 0 | 0 | 1.5 | 13.34% | 0
6 | 23 | 23 | 30 | 100 | 100 | 0 | 0 | 0 | 0 | 1.5 | 13.34% | 0
6 | 24 | 0 | 30 | 100 | 100 | 0 | 0 | 0 | 0 | 1.5 | 13.34% | 0
6 | 24 | 1 | 30 | 100 | 100 | 0 | 0 | 0 | 0 | 1.5 | 13.34% | 0
6 | 24 | 2 | 30 | 100 | 100 | 0 | 0 | 0 | 0 | 1.5 | 13.34% | 0
6 | 24 | 3 | 30 | 100 | 100 | 0 | 0 | 0 | 0 | 1.5 | 13.34% | 0
6 | 24 | 4 | 30 | 100 | 100 | 0 | 0 | 0 | 0 | 1.5 | 13.34% | 0
6 | 24 | 5 | 30 | 100 | 100 | 0 | 0 | 0 | 0 | 1.5 | 13.34% | 0
6 | 24 | 6 | 30 | 100 | 10.1095 | 0.003073 | 0 | -0.00028214 | -0.00141 | 1.5 | 13.34% | 89.8905
6 | 24 | 7 | 30 | 92.953 | 84.1125 | 0.028582 | -0.02312 | -0.00050025 | -0.0025 | 1.5 | 13.34% | 8.8405
6 | 24 | 8 | 30 | 70.805 | 67.4556 | 0.07497 | -0.04965 | -0.00055028 | -0.00275 | 1.5 | 13.34% | 3.3494
6 | 24 | 9 | 30 | 33.974 | 32.6118 | 0.11629 | -0.03703 | -0.00067434 | -0.00337 | 1.5 | 13.34% | 1.3622
6 | 24 | 10 | 30 | 10.431 | 8.9998 | 0.14686 | -0.01183 | -0.0012726 | -0.00636 | 1.5 | 13.34% | 1.4312
6 | 24 | 11 | 30 | 0 | 0.7874 | 0.16469 | 0 | -0.0012866 | -0.00643 | 1.5 | 13.34% | 0.7874
6 | 24 | 12 | 30 | 0 | 0.76884 | 0.16811 | 0 | -0.0012826 | -0.00641 | 1.5 | 13.34% | 0.76884
6 | 24 | 13 | 30 | 0.645 | 4.2897 | 0.15795 | -0.00544 | -0.0012806 | -0.0064 | 1.5 | 13.34% | 3.6447
6 | 24 | 14 | 30 | 20.219 | 26.9373 | 0.13387 | -0.03505 | -0.0007964 | -0.00398 | 1.5 | 13.34% | 6.7183
6 | 24 | 15 | 30 | 48.687 | 58.6099 | 0.097877 | -0.05635 | -0.00064032 | -0.0032 | 1.5 | 13.34% | 9.9229
6 | 24 | 16 | 30 | 90.963 | 89.7322 | 0.053316 | -0.04679 | -0.00055428 | -0.00277 | 1.5 | 13.34% | 1.2308
6 | 24 | 17 | 30 | 94.036 | 53.6557 | 0.008988 | -0.00414 | -0.00044422 | -0.00222 | 1.5 | 13.34% | 40.3803
6 | 24 | 18 | 30 | 100 | 10.094 | 0.000122 | 0 | -1.1186e-05 | -5.59e-05 | 1.5 | 13.34% | 89.906
6 | 24 | 19 | 30 | 100 | 100 | 0 | 0 | 0 | 0 | 1.5 | 13.34% | 0
6 | 24 | 20 | 30 | 100 | 100 | 0 | 0 | 0 | 0 | 1.5 | 13.34% | 0
6 | 24 | 21 | 30 | 100 | 100 | 0 | 0 | 0 | 0 | 1.5 | 13.34% | 0
6 | 24 | 22 | 30 | 100 | 100 | 0 | 0 | 0 | 0 | 1.5 | 13.34% | 0
6 | 24 | 23 | 30 | 100 | 100 | 0 | 0 | 0 | 0 | 1.5 | 13.34% | 0
6 | 25 | 0 | 30 | 100 | 100 | 0 | 0 | 0 | 0 | 1.5 | 13.34% | 0
6 | 25 | 1 | 30 | 100 | 100 | 0 | 0 | 0 | 0 | 1.5 | 13.34% | 0
6 | 25 | 2 | 30 | 100 | 100 | 0 | 0 | 0 | 0 | 1.5 | 13.34% | 0
6 | 25 | 3 | 30 | 100 | 100 | 0 | 0 | 0 | 0 | 1.5 | 13.34% | 0
6 | 25 | 4 | 30 | 100 | 100 | 0 | 0 | 0 | 0 | 1.5 | 13.34% | 0
6 | 25 | 5 | 30 | 100 | 100 | 0 | 0 | 0 | 0 | 1.5 | 13.34% | 0
6 | 25 | 6 | 30 | 100 | 10.053 | 0.005104 | 0 | -0.00046623 | -0.00233 | 1.5 | 13.34% | 89.947
6 | 25 | 7 | 30 | 92.959 | 56.9931 | 0.02614 | -0.01301 | -0.0012026 | -0.00601 | 1.5 | 13.34% | 35.9659
6 | 25 | 8 | 30 | 70.979 | 43.0734 | 0.055155 | -0.02021 | -0.0024792 | -0.01239 | 1.5 | 13.34% | 27.9056
6 | 25 | 9 | 30 | 34.1 | 12.8685 | 0.053772 | -0.00196 | -0.0043942 | -0.02196 | 1.5 | 13.34% | 21.2315
6 | 25 | 10 | 30 | 10.514 | 9.6635 | 0.084777 | -0.00252 | -0.0051726 | -0.02585 | 1.5 | 13.34% | 0.85048
6 | 25 | 11 | 30 | 0 | 3.5905 | 0.12216 | 0 | -0.0042341 | -0.02116 | 1.5 | 13.34% | 3.5905
6 | 25 | 12 | 30 | 0 | 2.7036 | 0.13523 | 0 | -0.0035598 | -0.01779 | 1.5 | 13.34% | 2.7036
6 | 25 | 13 | 30 | 0.635 | 6.1146 | 0.11607 | -0.00267 | -0.0041721 | -0.02085 | 1.5 | 13.34% | 5.4796
6 | 25 | 14 | 30 | 20.166 | 10.8445 | 0.055959 | -0.00061 | -0.0049245 | -0.02461 | 1.5 | 13.34% | 9.3215
6 | 25 | 15 | 30 | 48.573 | 51.501 | 0.085775 | -0.04158 | -0.0017129 | -0.00856 | 1.5 | 13.34% | 2.928
6 | 25 | 16 | 30 | 91.013 | 39.8198 | 0.03693 | -0.01146 | -0.0023212 | -0.0116 | 1.5 | 13.34% | 51.1932
6 | 25 | 17 | 30 | 93.979 | 11.1202 | 0.010307 | -0.00011 | -0.00093247 | -0.00466 | 1.5 | 13.34% | 82.8588
6 | 25 | 18 | 30 | 100 | 10.0936 | 0.00011 | 0 | -1.0085e-05 | -5.04e-05 | 1.5 | 13.34% | 89.9064
6 | 25 | 19 | 30 | 100 | 100 | 0 | 0 | 0 | 0 | 1.5 | 13.34% | 0
6 | 25 | 20 | 30 | 100 | 100 | 0 | 0 | 0 | 0 | 1.5 | 13.34% | 0
6 | 25 | 21 | 30 | 100 | 100 | 0 | 0 | 0 | 0 | 1.5 | 13.34% | 0
6 | 25 | 22 | 30 | 100 | 100 | 0 | 0 | 0 | 0 | 1.5 | 13.34% | 0
6 | 25 | 23 | 30 | 100 | 100 | 0 | 0 | 0 | 0 | 1.5 | 13.34% | 0
6 | 26 | 0 | 30 | 100 | 100 | 0 | 0 | 0 | 0 | 1.5 | 13.34% | 0
6 | 26 | 1 | 30 | 100 | 100 | 0 | 0 | 0 | 0 | 1.5 | 13.34% | 0
6 | 26 | 2 | 30 | 100 | 100 | 0 | 0 | 0 | 0 | 1.5 | 13.34% | 0
6 | 26 | 3 | 30 | 100 | 100 | 0 | 0 | 0 | 0 | 1.5 | 13.34% | 0
6 | 26 | 4 | 30 | 100 | 100 | 0 | 0 | 0 | 0 | 1.5 | 13.34% | 0
6 | 26 | 5 | 30 | 100 | 100 | 0 | 0 | 0 | 0 | 1.5 | 13.34% | 0
6 | 26 | 6 | 30 | 100 | 10.0202 | 0.000747 | 0 | -6.8034e-05 | -0.00034 | 1.5 | 13.34% | 89.9798
6 | 26 | 7 | 30 | 93.049 | 34.8151 | 0.023321 | -0.00598 | -0.0015868 | -0.00793 | 1.5 | 13.34% | 58.2339
6 | 26 | 8 | 30 | 71.135 | 32.1118 | 0.047838 | -0.01151 | -0.0029155 | -0.01457 | 1.5 | 13.34% | 39.0232
6 | 26 | 9 | 30 | 34.212 | 20.2305 | 0.072882 | -0.00994 | -0.003996 | -0.01997 | 1.5 | 13.34% | 13.9815
6 | 26 | 10 | 30 | 10.591 | 9.8027 | 0.075274 | -0.00144 | -0.0054087 | -0.02703 | 1.5 | 13.34% | 0.78827
6 | 26 | 11 | 30 | 0 | 6.3616 | 0.095783 | 0 | -0.0057289 | -0.02863 | 1.5 | 13.34% | 6.3616
6 | 26 | 12 | 30 | 0 | 2.9484 | 0.13233 | 0 | -0.0037899 | -0.01894 | 1.5 | 13.34% | 2.9484
6 | 26 | 13 | 30 | 0.586 | 7.2471 | 0.099187 | -0.0016 | -0.0052106 | -0.02604 | 1.5 | 13.34% | 6.6611
6 | 26 | 14 | 30 | 20.041 | 20.1043 | 0.093539 | -0.01403 | -0.003976 | -0.01987 | 1.5 | 13.34% | 0.063267
6 | 26 | 15 | 30 | 48.378 | 39.1557 | 0.070891 | -0.02357 | -0.0030095 | -0.01504 | 1.5 | 13.34% | 9.2223
6 | 26 | 16 | 30 | 90.944 | 39.7254 | 0.036983 | -0.01144 | -0.0023272 | -0.01163 | 1.5 | 13.34% | 51.2186
6 | 26 | 17 | 30 | 93.976 | 28.5819 | 0.011656 | -0.00222 | -0.00086443 | -0.00432 | 1.5 | 13.34% | 65.3941
6 | 26 | 18 | 30 | 100 | 10.0936 | 0.00011 | 0 | -1.0085e-05 | -5.04e-05 | 1.5 | 13.34% | 89.9064
6 | 26 | 19 | 30 | 100 | 100 | 0 | 0 | 0 | 0 | 1.5 | 13.34% | 0
6 | 26 | 20 | 30 | 100 | 100 | 0 | 0 | 0 | 0 | 1.5 | 13.34% | 0
6 | 26 | 21 | 30 | 100 | 100 | 0 | 0 | 0 | 0 | 1.5 | 13.34% | 0
6 | 26 | 22 | 30 | 100 | 100 | 0 | 0 | 0 | 0 | 1.5 | 13.34% | 0
6 | 26 | 23 | 30 | 100 | 100 | 0 | 0 | 0 | 0 | 1.5 | 13.34% | 0
6 | 27 | 0 | 30 | 100 | 100 | 0 | 0 | 0 | 0 | 1.5 | 13.34% | 0
6 | 27 | 1 | 30 | 100 | 100 | 0 | 0 | 0 | 0 | 1.5 | 13.34% | 0
6 | 27 | 2 | 30 | 100 | 100 | 0 | 0 | 0 | 0 | 1.5 | 13.34% | 0
6 | 27 | 3 | 30 | 100 | 100 | 0 | 0 | 0 | 0 | 1.5 | 13.34% | 0
6 | 27 | 4 | 30 | 100 | 100 | 0 | 0 | 0 | 0 | 1.5 | 13.34% | 0
6 | 27 | 5 | 30 | 100 | 100 | 0 | 0 | 0 | 0 | 1.5 | 13.34% | 0
6 | 27 | 6 | 30 | 100 | 10.0735 | 0.002755 | 0 | -0.00025213 | -0.00126 | 1.5 | 13.34% | 89.9265
6 | 27 | 7 | 30 | 93.123 | 20.1706 | 0.020171 | -0.00208 | -0.0016548 | -0.00827 | 1.5 | 13.34% | 72.9524
6 | 27 | 8 | 30 | 71.217 | 29.1148 | 0.045775 | -0.00947 | -0.0029875 | -0.01493 | 1.5 | 13.34% | 42.1022
6 | 27 | 9 | 30 | 34.36 | 14.8745 | 0.058899 | -0.00372 | -0.0043882 | -0.02193 | 1.5 | 13.34% | 19.4855
6 | 27 | 10 | 30 | 10.635 | 9.9447 | 0.066373 | -0.00061 | -0.0054487 | -0.02723 | 1.5 | 13.34% | 0.69032
6 | 27 | 11 | 30 | 0 | 9.7025 | 0.046833 | 0 | -0.0041421 | -0.0207 | 1.5 | 13.34% | 9.7025
6 | 27 | 12 | 30 | 0 | 9.6375 | 0.06367 | 0 | -0.0055968 | -0.02797 | 1.5 | 13.34% | 9.6375
6 | 27 | 13 | 30 | 0.549 | 9.6942 | 0.056472 | -0.00011 | -0.0048904 | -0.02444 | 1.5 | 13.34% | 9.1452
6 | 27 | 14 | 30 | 20.075 | 10.2657 | 0.025949 | -6.91e-05 | -0.0023532 | -0.01176 | 1.5 | 13.34% | 9.8093
6 | 27 | 15 | 30 | 48.272 | 10.5029 | 0.018929 | -8.87e-05 | -0.0017189 | -0.00859 | 1.5 | 13.34% | 37.7691
6 | 27 | 16 | 30 | 91.099 | 11.8392 | 0.016305 | -0.00029 | -0.0014667 | -0.00733 | 1.5 | 13.34% | 79.2598
6 | 27 | 17 | 30 | 93.962 | 10.547 | 0.006787 | -3.23e-05 | -0.00061831 | -0.00309 | 1.5 | 13.34% | 83.415
6 | 27 | 18 | 30 | 100 | 10.0481 | 0.000119 | 0 | -1.0865e-05 | -5.43e-05 | 1.5 | 13.34% | 89.9519
6 | 27 | 19 | 30 | 100 | 100 | 0 | 0 | 0 | 0 | 1.5 | 13.34% | 0
6 | 27 | 20 | 30 | 100 | 100 | 0 | 0 | 0 | 0 | 1.5 | 13.34% | 0
6 | 27 | 21 | 30 | 100 | 100 | 0 | 0 | 0 | 0 | 1.5 | 13.34% | 0
6 | 27 | 22 | 30 | 100 | 100 | 0 | 0 | 0 | 0 | 1.5 | 13.34% | 0
6 | 27 | 23 | 30 | 100 | 100 | 0 | 0 | 0 | 0 | 1.5 | 13.34% | 0
6 | 28 | 0 | 30 | 100 | 100 | 0 | 0 | 0 | 0 | 1.5 | 13.34% | 0
6 | 28 | 1 | 30 | 100 | 100 | 0 | 0 | 0 | 0 | 1.5 | 13.34% | 0
6 | 28 | 2 | 30 | 100 | 100 | 0 | 0 | 0 | 0 | 1.5 | 13.34% | 0
6 | 28 | 3 | 30 | 100 | 100 | 0 | 0 | 0 | 0 | 1.5 | 13.34% | 0
6 | 28 | 4 | 30 | 100 | 100 | 0 | 0 | 0 | 0 | 1.5 | 13.34% | 0
6 | 28 | 5 | 30 | 100 | 100 | 0 | 0 | 0 | 0 | 1.5 | 13.34% | 0
6 | 28 | 6 | 30 | 100 | 10.0888 | 0.002249 | 0 | -0.0002061 | -0.00103 | 1.5 | 13.34% | 89.9112
6 | 28 | 7 | 30 | 93.192 | 61.4356 | 0.026267 | -0.01438 | -0.0010885 | -0.00544 | 1.5 | 13.34% | 31.7564
6 | 28 | 8 | 30 | 71.546 | 59.1504 | 0.066411 | -0.03712 | -0.0013587 | -0.00679 | 1.5 | 13.34% | 12.3956
6 | 28 | 9 | 30 | 34.346 | 25.872 | 0.088812 | -0.01928 | -0.0029375 | -0.01468 | 1.5 | 13.34% | 8.474
6 | 28 | 10 | 30 | 10.737 | 9.3077 | 0.10984 | -0.00614 | -0.0037359 | -0.01867 | 1.5 | 13.34% | 1.4293
6 | 28 | 11 | 30 | 0 | 3.0263 | 0.12841 | 0 | -0.0037719 | -0.01885 | 1.5 | 13.34% | 3.0263
6 | 28 | 12 | 30 | 0 | 3.4862 | 0.12628 | 0 | -0.0042541 | -0.02126 | 1.5 | 13.34% | 3.4862
6 | 28 | 13 | 30 | 0.518 | 5.8725 | 0.12023 | -0.00294 | -0.0038919 | -0.01945 | 1.5 | 13.34% | 5.3545
6 | 28 | 14 | 30 | 19.923 | 20.8848 | 0.097264 | -0.01579 | -0.0037419 | -0.0187 | 1.5 | 13.34% | 0.96176
6 | 28 | 15 | 30 | 48.212 | 43.2643 | 0.07576 | -0.02897 | -0.0026573 | -0.01328 | 1.5 | 13.34% | 4.9477
6 | 28 | 16 | 30 | 91.11 | 67.9866 | 0.04611 | -0.02872 | -0.0015648 | -0.00782 | 1.5 | 13.34% | 23.1234
6 | 28 | 17 | 30 | 94.216 | 33.3414 | 0.011539 | -0.00278 | -0.0008004 | -0.004 | 1.5 | 13.34% | 60.8746
6 | 28 | 18 | 30 | 100 | 10.0554 | 0.000212 | 0 | -1.937e-05 | -9.68e-05 | 1.5 | 13.34% | 89.9446
6 | 28 | 19 | 30 | 100 | 100 | 0 | 0 | 0 | 0 | 1.5 | 13.34% | 0
6 | 28 | 20 | 30 | 100 | 100 | 0 | 0 | 0 | 0 | 1.5 | 13.34% | 0
6 | 28 | 21 | 30 | 100 | 100 | 0 | 0 | 0 | 0 | 1.5 | 13.34% | 0
6 | 28 | 22 | 30 | 100 | 100 | 0 | 0 | 0 | 0 | 1.5 | 13.34% | 0
6 | 28 | 23 | 30 | 100 | 100 | 0 | 0 | 0 | 0 | 1.5 | 13.34% | 0
6 | 29 | 0 | 30 | 100 | 100 | 0 | 0 | 0 | 0 | 1.5 | 13.34% | 0
6 | 29 | 1 | 30 | 100 | 100 | 0 | 0 | 0 | 0 | 1.5 | 13.34% | 0
6 | 29 | 2 | 30 | 100 | 100 | 0 | 0 | 0 | 0 | 1.5 | 13.34% | 0
6 | 29 | 3 | 30 | 100 | 100 | 0 | 0 | 0 | 0 | 1.5 | 13.34% | 0
6 | 29 | 4 | 30 | 100 | 100 | 0 | 0 | 0 | 0 | 1.5 | 13.34% | 0
6 | 29 | 5 | 30 | 100 | 100 | 0 | 0 | 0 | 0 | 1.5 | 13.34% | 0
6 | 29 | 6 | 30 | 100 | 10.0665 | 0.002888 | 0 | -0.00026413 | -0.00132 | 1.5 | 13.34% | 89.9335
6 | 29 | 7 | 30 | 93.273 | 83.9252 | 0.028 | -0.02259 | -0.00049425 | -0.00247 | 1.5 | 13.34% | 9.3478
6 | 29 | 8 | 30 | 71.689 | 67.1759 | 0.074114 | -0.04882 | -0.00057829 | -0.00289 | 1.5 | 13.34% | 4.5131
6 | 29 | 9 | 30 | 34.51 | 32.497 | 0.11521 | -0.03648 | -0.00072436 | -0.00362 | 1.5 | 13.34% | 2.013
6 | 29 | 10 | 30 | 10.771 | 8.9757 | 0.1458 | -0.01209 | -0.00091446 | -0.00457 | 1.5 | 13.34% | 1.7953
6 | 29 | 11 | 30 | 0 | 0.78241 | 0.16367 | 0 | -0.0012706 | -0.00635 | 1.5 | 13.34% | 0.78241
6 | 29 | 12 | 30 | 0 | 0.76091 | 0.1672 | 0 | -0.0012626 | -0.00631 | 1.5 | 13.34% | 0.76091
6 | 29 | 13 | 30 | 0.486 | 4.1964 | 0.15723 | -0.00552 | -0.0010345 | -0.00517 | 1.5 | 13.34% | 3.7104
6 | 29 | 14 | 30 | 19.906 | 26.8533 | 0.13376 | -0.03483 | -0.00085843 | -0.00429 | 1.5 | 13.34% | 6.9473
6 | 29 | 15 | 30 | 48.104 | 58.6171 | 0.098746 | -0.05686 | -0.00064432 | -0.00322 | 1.5 | 13.34% | 10.5131
6 | 29 | 16 | 30 | 91.032 | 90.3704 | 0.0545 | -0.04825 | -0.00052626 | -0.00263 | 1.5 | 13.34% | 0.66164
6 | 29 | 17 | 30 | 94.192 | 59.6108 | 0.009525 | -0.00502 | -0.00041221 | -0.00206 | 1.5 | 13.34% | 34.5812
6 | 29 | 18 | 30 | 100 | 10.0951 | 0.000182 | 0 | -1.6688e-05 | -8.34e-05 | 1.5 | 13.34% | 89.9049
6 | 29 | 19 | 30 | 100 | 100 | 0 | 0 | 0 | 0 | 1.5 | 13.34% | 0
6 | 29 | 20 | 30 | 100 | 100 | 0 | 0 | 0 | 0 | 1.5 | 13.34% | 0
6 | 29 | 21 | 30 | 100 | 100 | 0 | 0 | 0 | 0 | 1.5 | 13.34% | 0
6 | 29 | 22 | 30 | 100 | 100 | 0 | 0 | 0 | 0 | 1.5 | 13.34% | 0
6 | 29 | 23 | 30 | 100 | 100 | 0 | 0 | 0 | 0 | 1.5 | 13.34% | 0
6 | 30 | 0 | 30 | 100 | 100 | 0 | 0 | 0 | 0 | 1.5 | 13.34% | 0
6 | 30 | 1 | 30 | 100 | 100 | 0 | 0 | 0 | 0 | 1.5 | 13.34% | 0
6 | 30 | 2 | 30 | 100 | 100 | 0 | 0 | 0 | 0 | 1.5 | 13.34% | 0
6 | 30 | 3 | 30 | 100 | 100 | 0 | 0 | 0 | 0 | 1.5 | 13.34% | 0
6 | 30 | 4 | 30 | 100 | 100 | 0 | 0 | 0 | 0 | 1.5 | 13.34% | 0
6 | 30 | 5 | 30 | 100 | 100 | 0 | 0 | 0 | 0 | 1.5 | 13.34% | 0
6 | 30 | 6 | 30 | 100 | 10.0609 | 0.002583 | 0 | -0.00023612 | -0.00118 | 1.5 | 13.34% | 89.9391
6 | 30 | 7 | 30 | 93.295 | 73.9798 | 0.027093 | -0.01871 | -0.00076638 | -0.00383 | 1.5 | 13.34% | 19.3152
6 | 30 | 8 | 30 | 71.963 | 62.3757 | 0.069047 | -0.04134 | -0.0010645 | -0.00532 | 1.5 | 13.34% | 9.5873
6 | 30 | 9 | 30 | 34.642 | 30.5866 | 0.10551 | -0.03032 | -0.0014947 | -0.00747 | 1.5 | 13.34% | 4.0554
6 | 30 | 10 | 30 | 10.826 | 9.0619 | 0.13319 | -0.01004 | -0.0018609 | -0.0093 | 1.5 | 13.34% | 1.7641
6 | 30 | 11 | 30 | 0 | 1.5249 | 0.14801 | 0 | -0.0022231 | -0.01111 | 1.5 | 13.34% | 1.5249
6 | 30 | 12 | 30 | 0 | 1.4941 | 0.15224 | 0 | -0.0022411 | -0.0112 | 1.5 | 13.34% | 1.4941
6 | 30 | 13 | 30 | 0.46 | 4.7244 | 0.14278 | -0.00452 | -0.0021251 | -0.01062 | 1.5 | 13.34% | 4.2644
6 | 30 | 14 | 30 | 19.833 | 25.5755 | 0.12348 | -0.0295 | -0.0016568 | -0.00828 | 1.5 | 13.34% | 5.7425
6 | 30 | 15 | 30 | 47.949 | 54.4157 | 0.090941 | -0.04745 | -0.0013187 | -0.00659 | 1.5 | 13.34% | 6.4667
6 | 30 | 16 | 30 | 91.1 | 81.68 | 0.05101 | -0.03988 | -0.00098249 | -0.00491 | 1.5 | 13.34% | 9.42
6 | 30 | 17 | 30 | 93.985 | 46.7276 | 0.010736 | -0.00413 | -0.0006043 | -0.00302 | 1.5 | 13.34% | 47.2574
6 | 30 | 18 | 30 | 100 | 10.0738 | 0.000129 | 0 | -1.1806e-05 | -5.9e-05 | 1.5 | 13.34% | 89.9262
6 | 30 | 19 | 30 | 100 | 100 | 0 | 0 | 0 | 0 | 1.5 | 13.34% | 0
6 | 30 | 20 | 30 | 100 | 100 | 0 | 0 | 0 | 0 | 1.5 | 13.34% | 0
6 | 30 | 21 | 30 | 100 | 100 | 0 | 0 | 0 | 0 | 1.5 | 13.34% | 0
6 | 30 | 22 | 30 | 100 | 100 | 0 | 0 | 0 | 0 | 1.5 | 13.34% | 0
6 | 30 | 23 | 30 | 100 | 100 | 0 | 0 | 0 | 0 | 1.5 | 13.34% | 0
7 | 1 | 0 | 30 | 100 | 100 | 0 | 0 | 0 | 0 | 1.5 | 13.34% | 0
7 | 1 | 1 | 30 | 100 | 100 | 0 | 0 | 0 | 0 | 1.5 | 13.34% | 0
7 | 1 | 2 | 30 | 100 | 100 | 0 | 0 | 0 | 0 | 1.5 | 13.34% | 0
7 | 1 | 3 | 30 | 100 | 100 | 0 | 0 | 0 | 0 | 1.5 | 13.34% | 0
7 | 1 | 4 | 30 | 100 | 100 | 0 | 0 | 0 | 0 | 1.5 | 13.34% | 0
7 | 1 | 5 | 30 | 100 | 100 | 0 | 0 | 0 | 0 | 1.5 | 13.34% | 0
7 | 1 | 6 | 30 | 100 | 10.0846 | 0.003342 | 0 | -0.00030615 | -0.00153 | 1.5 | 13.34% | 89.9154
7 | 1 | 7 | 30 | 93.378 | 78.4652 | 0.034542 | -0.02565 | -0.00081441 | -0.00407 | 1.5 | 13.34% | 14.9128
7 | 1 | 8 | 30 | 72.084 | 62.5445 | 0.090077 | -0.05412 | -0.0013647 | -0.00682 | 1.5 | 13.34% | 9.5395
7 | 1 | 9 | 30 | 34.688 | 31.144 | 0.13838 | -0.04094 | -0.0016448 | -0.00822 | 1.5 | 13.34% | 3.544
7 | 1 | 10 | 30 | 10.926 | 9.0183 | 0.17479 | -0.01385 | -0.0017549 | -0.00877 | 1.5 | 13.34% | 1.9077
7 | 1 | 11 | 30 | 0 | 4.733 | 0.11074 | 0 | -0.0050045 | -0.02501 | 1.5 | 13.34% | 4.733
7 | 1 | 12 | 30 | 0 | 4.7471 | 0.11334 | 0 | -0.0051366 | -0.02567 | 1.5 | 13.34% | 4.7471
7 | 1 | 13 | 30 | 0.425 | 6.7406 | 0.10682 | -0.00204 | -0.0048344 | -0.02416 | 1.5 | 13.34% | 6.3156
7 | 1 | 14 | 30 | 19.673 | 19.6676 | 0.092133 | -0.01319 | -0.0041201 | -0.02059 | 1.5 | 13.34% | 0.0053707
7 | 1 | 15 | 30 | 47.95 | 37.6833 | 0.069855 | -0.02199 | -0.0031476 | -0.01573 | 1.5 | 13.34% | 10.2667
7 | 1 | 16 | 30 | 91.195 | 53 | 0.04179 | -0.01898 | -0.002071 | -0.01035 | 1.5 | 13.34% | 38.195
7 | 1 | 17 | 30 | 94.358 | 25.0291 | 0.012519 | -0.00192 | -0.00097048 | -0.00485 | 1.5 | 13.34% | 69.3289
7 | 1 | 18 | 30 | 100 | 10.0526 | 0.000131 | 0 | -1.1966e-05 | -5.98e-05 | 1.5 | 13.34% | 89.9474
7 | 1 | 19 | 30 | 100 | 100 | 0 | 0 | 0 | 0 | 1.5 | 13.34% | 0
7 | 1 | 20 | 30 | 100 | 100 | 0 | 0 | 0 | 0 | 1.5 | 13.34% | 0
7 | 1 | 21 | 30 | 100 | 100 | 0 | 0 | 0 | 0 | 1.5 | 13.34% | 0
7 | 1 | 22 | 30 | 100 | 100 | 0 | 0 | 0 | 0 | 1.5 | 13.34% | 0
7 | 1 | 23 | 30 | 100 | 100 | 0 | 0 | 0 | 0 | 1.5 | 13.34% | 0
7 | 2 | 0 | 30 | 100 | 100 | 0 | 0 | 0 | 0 | 1.5 | 13.34% | 0
7 | 2 | 1 | 30 | 100 | 100 | 0 | 0 | 0 | 0 | 1.5 | 13.34% | 0
7 | 2 | 2 | 30 | 100 | 100 | 0 | 0 | 0 | 0 | 1.5 | 13.34% | 0
7 | 2 | 3 | 30 | 100 | 100 | 0 | 0 | 0 | 0 | 1.5 | 13.34% | 0
7 | 2 | 4 | 30 | 100 | 100 | 0 | 0 | 0 | 0 | 1.5 | 13.34% | 0
7 | 2 | 5 | 30 | 100 | 100 | 0 | 0 | 0 | 0 | 1.5 | 13.34% | 0
7 | 2 | 6 | 30 | 100 | 10.1017 | 0.003206 | 0 | -0.00029415 | -0.00147 | 1.5 | 13.34% | 89.8983
7 | 2 | 7 | 30 | 93.476 | 78.8979 | 0.033226 | -0.02484 | -0.00076838 | -0.00384 | 1.5 | 13.34% | 14.5781
7 | 2 | 8 | 30 | 72.255 | 62.7719 | 0.087174 | -0.05262 | -0.0012906 | -0.00645 | 1.5 | 13.34% | 9.4831
7 | 2 | 9 | 30 | 34.809 | 31.2046 | 0.13471 | -0.03998 | -0.0015668 | -0.00783 | 1.5 | 13.34% | 3.6044
7 | 2 | 10 | 30 | 11.033 | 9.0186 | 0.17065 | -0.01356 | -0.0016788 | -0.00839 | 1.5 | 13.34% | 2.0144
7 | 2 | 11 | 30 | 0 | 0.89953 | 0.19213 | 0 | -0.0017129 | -0.00856 | 1.5 | 13.34% | 0.89953
7 | 2 | 12 | 30 | 0 | 0.8818 | 0.19779 | 0 | -0.0017289 | -0.00864 | 1.5 | 13.34% | 0.8818
7 | 2 | 13 | 30 | 0.392 | 4.3648 | 0.18729 | -0.00636 | -0.0017389 | -0.00869 | 1.5 | 13.34% | 3.9728
7 | 2 | 14 | 30 | 19.629 | 26.0852 | 0.16123 | -0.03989 | -0.0017189 | -0.00859 | 1.5 | 13.34% | 6.4562
7 | 2 | 15 | 30 | 47.737 | 55.1515 | 0.12119 | -0.06437 | -0.0015908 | -0.00795 | 1.5 | 13.34% | 7.4145
7 | 2 | 16 | 30 | 91.191 | 83.244 | 0.068622 | -0.05492 | -0.0012026 | -0.00601 | 1.5 | 13.34% | 7.947
7 | 2 | 17 | 30 | 94.391 | 59.6241 | 0.01256 | -0.00662 | -0.00054427 | -0.00272 | 1.5 | 13.34% | 34.7669
7 | 2 | 18 | 30 | 100 | 9.9228 | 0.000532 | 0 | -4.8024e-05 | -0.00024 | 1.5 | 13.34% | 90.0772
7 | 2 | 19 | 30 | 100 | 100 | 0 | 0 | 0 | 0 | 1.5 | 13.34% | 0
7 | 2 | 20 | 30 | 100 | 100 | 0 | 0 | 0 | 0 | 1.5 | 13.34% | 0
7 | 2 | 21 | 30 | 100 | 100 | 0 | 0 | 0 | 0 | 1.5 | 13.34% | 0
7 | 2 | 22 | 30 | 100 | 100 | 0 | 0 | 0 | 0 | 1.5 | 13.34% | 0
7 | 2 | 23 | 30 | 100 | 100 | 0 | 0 | 0 | 0 | 1.5 | 13.34% | 0
7 | 3 | 0 | 30 | 100 | 100 | 0 | 0 | 0 | 0 | 1.5 | 13.34% | 0
7 | 3 | 1 | 30 | 100 | 100 | 0 | 0 | 0 | 0 | 1.5 | 13.34% | 0
7 | 3 | 2 | 30 | 100 | 100 | 0 | 0 | 0 | 0 | 1.5 | 13.34% | 0
7 | 3 | 3 | 30 | 100 | 100 | 0 | 0 | 0 | 0 | 1.5 | 13.34% | 0
7 | 3 | 4 | 30 | 100 | 100 | 0 | 0 | 0 | 0 | 1.5 | 13.34% | 0
7 | 3 | 5 | 30 | 100 | 100 | 0 | 0 | 0 | 0 | 1.5 | 13.34% | 0
7 | 3 | 6 | 30 | 100 | 10.0381 | 0.002698 | 0 | -0.00024612 | -0.00123 | 1.5 | 13.34% | 89.9619
7 | 3 | 7 | 30 | 93.686 | 84.0153 | 0.027703 | -0.02238 | -0.00048624 | -0.00243 | 1.5 | 13.34% | 9.6707
7 | 3 | 8 | 30 | 72.391 | 67.345 | 0.074142 | -0.049 | -0.00055628 | -0.00278 | 1.5 | 13.34% | 5.046
7 | 3 | 9 | 30 | 34.832 | 32.6168 | 0.11598 | -0.03694 | -0.00067033 | -0.00335 | 1.5 | 13.34% | 2.2152
7 | 3 | 10 | 30 | 11.032 | 9.0055 | 0.14645 | -0.01181 | -0.0012646 | -0.00632 | 1.5 | 13.34% | 2.0265
7 | 3 | 11 | 30 | 0 | 0.78655 | 0.16538 | 0 | -0.0012906 | -0.00645 | 1.5 | 13.34% | 0.78655
7 | 3 | 12 | 30 | 0 | 0.76651 | 0.16967 | 0 | -0.0012906 | -0.00645 | 1.5 | 13.34% | 0.76651
7 | 3 | 13 | 30 | 0.389 | 4.2898 | 0.16058 | -0.00553 | -0.0013027 | -0.00651 | 1.5 | 13.34% | 3.9008
7 | 3 | 14 | 30 | 19.591 | 26.3381 | 0.1364 | -0.03433 | -0.0012626 | -0.00631 | 1.5 | 13.34% | 6.7471
7 | 3 | 15 | 30 | 47.669 | 59.138 | 0.10088 | -0.05877 | -0.00055828 | -0.00279 | 1.5 | 13.34% | 11.469
7 | 3 | 16 | 30 | 91.218 | 91.6311 | 0.055974 | -0.0504 | -0.00046423 | -0.00232 | 1.5 | 13.34% | 0.41314
7 | 3 | 17 | 30 | 94.591 | 63.7646 | 0.010077 | -0.00578 | -0.0003942 | -0.00197 | 1.5 | 13.34% | 30.8264
7 | 3 | 18 | 30 | 100 | 10.0528 | 0.0002 | 0 | -1.8269e-05 | -9.13e-05 | 1.5 | 13.34% | 89.9472
7 | 3 | 19 | 30 | 100 | 100 | 0 | 0 | 0 | 0 | 1.5 | 13.34% | 0
7 | 3 | 20 | 30 | 100 | 100 | 0 | 0 | 0 | 0 | 1.5 | 13.34% | 0
7 | 3 | 21 | 30 | 100 | 100 | 0 | 0 | 0 | 0 | 1.5 | 13.34% | 0
7 | 3 | 22 | 30 | 100 | 100 | 0 | 0 | 0 | 0 | 1.5 | 13.34% | 0
7 | 3 | 23 | 30 | 100 | 100 | 0 | 0 | 0 | 0 | 1.5 | 13.34% | 0
7 | 4 | 0 | 30 | 100 | 100 | 0 | 0 | 0 | 0 | 1.5 | 13.34% | 0
7 | 4 | 1 | 30 | 100 | 100 | 0 | 0 | 0 | 0 | 1.5 | 13.34% | 0
7 | 4 | 2 | 30 | 100 | 100 | 0 | 0 | 0 | 0 | 1.5 | 13.34% | 0
7 | 4 | 3 | 30 | 100 | 100 | 0 | 0 | 0 | 0 | 1.5 | 13.34% | 0
7 | 4 | 4 | 30 | 100 | 100 | 0 | 0 | 0 | 0 | 1.5 | 13.34% | 0
7 | 4 | 5 | 30 | 100 | 100 | 0 | 0 | 0 | 0 | 1.5 | 13.34% | 0
7 | 4 | 6 | 30 | 100 | 10.0839 | 0.004216 | 0 | -0.00038619 | -0.00193 | 1.5 | 13.34% | 89.9161
7 | 4 | 7 | 30 | 93.734 | 77.4729 | 0.036755 | -0.02687 | -0.00090445 | -0.00452 | 1.5 | 13.34% | 16.2611
7 | 4 | 8 | 30 | 72.628 | 62.0233 | 0.096136 | -0.05714 | -0.0015348 | -0.00767 | 1.5 | 13.34% | 10.6047
7 | 4 | 9 | 30 | 35.012 | 30.969 | 0.14827 | -0.04347 | -0.0018689 | -0.00934 | 1.5 | 13.34% | 4.043
7 | 4 | 10 | 30 | 11.086 | 9.0213 | 0.18316 | -0.01444 | -0.001911 | -0.00955 | 1.5 | 13.34% | 2.0647
7 | 4 | 11 | 30 | 0 | 6.0941 | 0.098377 | 0 | -0.0056508 | -0.02824 | 1.5 | 13.34% | 6.0941
7 | 4 | 12 | 30 | 0 | 8.0544 | 0.083836 | 0 | -0.0062491 | -0.03123 | 1.5 | 13.34% | 8.0544
7 | 4 | 13 | 30 | 0.363 | 9.2667 | 0.073151 | -0.00032 | -0.005911 | -0.02954 | 1.5 | 13.34% | 8.9037
7 | 4 | 14 | 30 | 19.498 | 11.0296 | 0.05751 | -0.00078 | -0.0050105 | -0.02504 | 1.5 | 13.34% | 8.4684
7 | 4 | 15 | 30 | 47.52 | 17.6562 | 0.048963 | -0.00408 | -0.0038799 | -0.01939 | 1.5 | 13.34% | 29.8638
7 | 4 | 16 | 30 | 91.351 | 15.4164 | 0.028186 | -0.00153 | -0.0024392 | -0.01219 | 1.5 | 13.34% | 75.9346
7 | 4 | 17 | 30 | 94.54 | 11.3696 | 0.01062 | -0.00014 | -0.00095848 | -0.00479 | 1.5 | 13.34% | 83.1704
7 | 4 | 18 | 30 | 100 | 10.0374 | 0.000145 | 0 | -1.3227e-05 | -6.61e-05 | 1.5 | 13.34% | 89.9626
7 | 4 | 19 | 30 | 100 | 100 | 0 | 0 | 0 | 0 | 1.5 | 13.34% | 0
7 | 4 | 20 | 30 | 100 | 100 | 0 | 0 | 0 | 0 | 1.5 | 13.34% | 0
7 | 4 | 21 | 30 | 100 | 100 | 0 | 0 | 0 | 0 | 1.5 | 13.34% | 0
7 | 4 | 22 | 30 | 100 | 100 | 0 | 0 | 0 | 0 | 1.5 | 13.34% | 0
7 | 4 | 23 | 30 | 100 | 100 | 0 | 0 | 0 | 0 | 1.5 | 13.34% | 0
7 | 5 | 0 | 30 | 100 | 100 | 0 | 0 | 0 | 0 | 1.5 | 13.34% | 0
7 | 5 | 1 | 30 | 100 | 100 | 0 | 0 | 0 | 0 | 1.5 | 13.34% | 0
7 | 5 | 2 | 30 | 100 | 100 | 0 | 0 | 0 | 0 | 1.5 | 13.34% | 0
7 | 5 | 3 | 30 | 100 | 100 | 0 | 0 | 0 | 0 | 1.5 | 13.34% | 0
7 | 5 | 4 | 30 | 100 | 100 | 0 | 0 | 0 | 0 | 1.5 | 13.34% | 0
7 | 5 | 5 | 30 | 100 | 100 | 0 | 0 | 0 | 0 | 1.5 | 13.34% | 0
7 | 5 | 6 | 30 | 100 | 10.0279 | 0.002459 | 0 | -0.00022411 | -0.00112 | 1.5 | 13.34% | 89.9721
7 | 5 | 7 | 30 | 93.881 | 74.4773 | 0.02683 | -0.01868 | -0.00074637 | -0.00373 | 1.5 | 13.34% | 19.4037
7 | 5 | 8 | 30 | 72.891 | 62.8911 | 0.069362 | -0.04197 | -0.0010145 | -0.00507 | 1.5 | 13.34% | 9.9999
7 | 5 | 9 | 30 | 35.015 | 31.2188 | 0.10844 | -0.03221 | -0.0012526 | -0.00626 | 1.5 | 13.34% | 3.7962
7 | 5 | 10 | 30 | 11.102 | 9.0272 | 0.13787 | -0.01079 | -0.0015188 | -0.00759 | 1.5 | 13.34% | 2.0748
7 | 5 | 11 | 30 | 0 | 1.1645 | 0.15436 | 0 | -0.0017769 | -0.00888 | 1.5 | 13.34% | 1.1645
7 | 5 | 12 | 30 | 0 | 1.1176 | 0.15932 | 0 | -0.0017609 | -0.0088 | 1.5 | 13.34% | 1.1176
7 | 5 | 13 | 30 | 0.328 | 4.5028 | 0.14923 | -0.00494 | -0.0017029 | -0.00851 | 1.5 | 13.34% | 4.1748
7 | 5 | 14 | 30 | 19.446 | 25.8018 | 0.12607 | -0.03059 | -0.0015408 | -0.0077 | 1.5 | 13.34% | 6.3558
7 | 5 | 15 | 30 | 47.419 | 55.3593 | 0.093552 | -0.04994 | -0.0011906 | -0.00595 | 1.5 | 13.34% | 7.9403
7 | 5 | 16 | 30 | 91.401 | 84.2143 | 0.052933 | -0.04297 | -0.00087244 | -0.00436 | 1.5 | 13.34% | 7.1867
7 | 5 | 17 | 30 | 94.787 | 53.7249 | 0.011179 | -0.00516 | -0.00055028 | -0.00275 | 1.5 | 13.34% | 41.0621
7 | 5 | 18 | 30 | 100 | 10.0667 | 0.000198 | 0 | -1.8109e-05 | -9.05e-05 | 1.5 | 13.34% | 89.9333
7 | 5 | 19 | 30 | 100 | 100 | 0 | 0 | 0 | 0 | 1.5 | 13.34% | 0
7 | 5 | 20 | 30 | 100 | 100 | 0 | 0 | 0 | 0 | 1.5 | 13.34% | 0
7 | 5 | 21 | 30 | 100 | 100 | 0 | 0 | 0 | 0 | 1.5 | 13.34% | 0
7 | 5 | 22 | 30 | 100 | 100 | 0 | 0 | 0 | 0 | 1.5 | 13.34% | 0
7 | 5 | 23 | 30 | 100 | 100 | 0 | 0 | 0 | 0 | 1.5 | 13.34% | 0
7 | 6 | 0 | 30 | 100 | 100 | 0 | 0 | 0 | 0 | 1.5 | 13.34% | 0
7 | 6 | 1 | 30 | 100 | 100 | 0 | 0 | 0 | 0 | 1.5 | 13.34% | 0
7 | 6 | 2 | 30 | 100 | 100 | 0 | 0 | 0 | 0 | 1.5 | 13.34% | 0
7 | 6 | 3 | 30 | 100 | 100 | 0 | 0 | 0 | 0 | 1.5 | 13.34% | 0
7 | 6 | 4 | 30 | 100 | 100 | 0 | 0 | 0 | 0 | 1.5 | 13.34% | 0
7 | 6 | 5 | 30 | 100 | 100 | 0 | 0 | 0 | 0 | 1.5 | 13.34% | 0
7 | 6 | 6 | 30 | 100 | 10.0946 | 0.000742 | 0 | -6.8034e-05 | -0.00034 | 1.5 | 13.34% | 89.9054
7 | 6 | 7 | 30 | 94.085 | 16.5225 | 0.018762 | -0.00123 | -0.0016048 | -0.00802 | 1.5 | 13.34% | 77.5625
7 | 6 | 8 | 30 | 73.124 | 23.3246 | 0.041537 | -0.00593 | -0.0030475 | -0.01523 | 1.5 | 13.34% | 49.7994
7 | 6 | 9 | 30 | 35.102 | 16.5301 | 0.063002 | -0.00538 | -0.0043202 | -0.02159 | 1.5 | 13.34% | 18.5719
7 | 6 | 10 | 30 | 11.227 | 9.7778 | 0.077046 | -0.00162 | -0.0053867 | -0.02692 | 1.5 | 13.34% | 1.4492
7 | 6 | 11 | 30 | 0 | 9.3405 | 0.071396 | 0 | -0.006099 | -0.03048 | 1.5 | 13.34% | 9.3405
7 | 6 | 12 | 30 | 0 | 9.4495 | 0.072427 | 0 | -0.0062531 | -0.03125 | 1.5 | 13.34% | 9.4495
7 | 6 | 13 | 30 | 0.306 | 9.3132 | 0.072742 | -0.0003 | -0.005923 | -0.0296 | 1.5 | 13.34% | 9.0072
7 | 6 | 14 | 30 | 19.364 | 14.5092 | 0.071321 | -0.00459 | -0.0050285 | -0.02513 | 1.5 | 13.34% | 4.8548
7 | 6 | 15 | 30 | 47.285 | 12.0549 | 0.032043 | -0.00069 | -0.0028314 | -0.01415 | 1.5 | 13.34% | 35.2301
7 | 6 | 16 | 30 | 91.425 | 10.0777 | 0.00671 | 0 | -0.00061431 | -0.00307 | 1.5 | 13.34% | 81.3473
7 | 6 | 17 | 30 | 94.991 | 10.2651 | 0.005045 | -1.04e-05 | -0.00046023 | -0.0023 | 1.5 | 13.34% | 84.7259
7 | 6 | 18 | 30 | 100 | 10.0755 | 0.000148 | 0 | -1.3547e-05 | -6.77e-05 | 1.5 | 13.34% | 89.9245
7 | 6 | 19 | 30 | 100 | 100 | 0 | 0 | 0 | 0 | 1.5 | 13.34% | 0
7 | 6 | 20 | 30 | 100 | 100 | 0 | 0 | 0 | 0 | 1.5 | 13.34% | 0
7 | 6 | 21 | 30 | 100 | 100 | 0 | 0 | 0 | 0 | 1.5 | 13.34% | 0
7 | 6 | 22 | 30 | 100 | 100 | 0 | 0 | 0 | 0 | 1.5 | 13.34% | 0
7 | 6 | 23 | 30 | 100 | 100 | 0 | 0 | 0 | 0 | 1.5 | 13.34% | 0
7 | 7 | 0 | 30 | 100 | 100 | 0 | 0 | 0 | 0 | 1.5 | 13.34% | 0
7 | 7 | 1 | 30 | 100 | 100 | 0 | 0 | 0 | 0 | 1.5 | 13.34% | 0
7 | 7 | 2 | 30 | 100 | 100 | 0 | 0 | 0 | 0 | 1.5 | 13.34% | 0
7 | 7 | 3 | 30 | 100 | 100 | 0 | 0 | 0 | 0 | 1.5 | 13.34% | 0
7 | 7 | 4 | 30 | 100 | 100 | 0 | 0 | 0 | 0 | 1.5 | 13.34% | 0
7 | 7 | 5 | 30 | 100 | 100 | 0 | 0 | 0 | 0 | 1.5 | 13.34% | 0
7 | 7 | 6 | 30 | 100 | 10.0742 | 0.001924 | 0 | -0.00017609 | -0.00088 | 1.5 | 13.34% | 89.9258
7 | 7 | 7 | 30 | 94.234 | 52.9093 | 0.025021 | -0.01132 | -0.0012546 | -0.00627 | 1.5 | 13.34% | 41.3247
7 | 7 | 8 | 30 | 73.29 | 48.9369 | 0.058598 | -0.02552 | -0.0021191 | -0.01059 | 1.5 | 13.34% | 24.3531
7 | 7 | 9 | 30 | 35.145 | 26.1952 | 0.08981 | -0.01992 | -0.0028574 | -0.01428 | 1.5 | 13.34% | 8.9498
7 | 7 | 10 | 30 | 11.262 | 9.2721 | 0.11308 | -0.00663 | -0.0035278 | -0.01763 | 1.5 | 13.34% | 1.9899
7 | 7 | 11 | 30 | 0 | 3.4685 | 0.12416 | 0 | -0.0041621 | -0.0208 | 1.5 | 13.34% | 3.4685
7 | 7 | 12 | 30 | 0 | 3.652 | 0.1254 | 0 | -0.0044182 | -0.02208 | 1.5 | 13.34% | 3.652
7 | 7 | 13 | 30 | 0.286 | 6.0925 | 0.11769 | -0.00271 | -0.0042041 | -0.02101 | 1.5 | 13.34% | 5.8065
7 | 7 | 14 | 30 | 19.297 | 21.3869 | 0.10091 | -0.01719 | -0.0036178 | -0.01808 | 1.5 | 13.34% | 2.0899
7 | 7 | 15 | 30 | 47.267 | 41.8723 | 0.075433 | -0.02756 | -0.0028374 | -0.01418 | 1.5 | 13.34% | 5.3947
7 | 7 | 16 | 30 | 91.487 | 60.2152 | 0.044883 | -0.024 | -0.0018889 | -0.00944 | 1.5 | 13.34% | 31.2718
7 | 7 | 17 | 30 | 94.937 | 31.9413 | 0.012967 | -0.00293 | -0.00091846 | -0.00459 | 1.5 | 13.34% | 62.9957
7 | 7 | 18 | 30 | 100 | 10.112 | 0.000151 | 0 | -1.3867e-05 | -6.93e-05 | 1.5 | 13.34% | 89.888
7 | 7 | 19 | 30 | 100 | 100 | 0 | 0 | 0 | 0 | 1.5 | 13.34% | 0
7 | 7 | 20 | 30 | 100 | 100 | 0 | 0 | 0 | 0 | 1.5 | 13.34% | 0
7 | 7 | 21 | 30 | 100 | 100 | 0 | 0 | 0 | 0 | 1.5 | 13.34% | 0
7 | 7 | 22 | 30 | 100 | 100 | 0 | 0 | 0 | 0 | 1.5 | 13.34% | 0
7 | 7 | 23 | 30 | 100 | 100 | 0 | 0 | 0 | 0 | 1.5 | 13.34% | 0
7 | 8 | 0 | 30 | 100 | 100 | 0 | 0 | 0 | 0 | 1.5 | 13.34% | 0
7 | 8 | 1 | 30 | 100 | 100 | 0 | 0 | 0 | 0 | 1.5 | 13.34% | 0
7 | 8 | 2 | 30 | 100 | 100 | 0 | 0 | 0 | 0 | 1.5 | 13.34% | 0
7 | 8 | 3 | 30 | 100 | 100 | 0 | 0 | 0 | 0 | 1.5 | 13.34% | 0
7 | 8 | 4 | 30 | 100 | 100 | 0 | 0 | 0 | 0 | 1.5 | 13.34% | 0
7 | 8 | 5 | 30 | 100 | 100 | 0 | 0 | 0 | 0 | 1.5 | 13.34% | 0
7 | 8 | 6 | 30 | 100 | 10.0055 | 0.000704 | 0 | -6.4032e-05 | -0.00032 | 1.5 | 13.34% | 89.9945
7 | 8 | 7 | 30 | 94.336 | 10.0517 | 0.004053 | 0 | -0.00037018 | -0.00185 | 1.5 | 13.34% | 84.2843
7 | 8 | 8 | 30 | 73.496 | 10.0843 | 0.007689 | 0 | -0.00070435 | -0.00352 | 1.5 | 13.34% | 63.4117
7 | 8 | 9 | 30 | 35.283 | 10.0647 | 0.010788 | 0 | -0.00098649 | -0.00493 | 1.5 | 13.34% | 25.2183
7 | 8 | 10 | 30 | 11.346 | 10.0778 | 0.013092 | 0 | -0.0011986 | -0.00599 | 1.5 | 13.34% | 1.2682
7 | 8 | 11 | 30 | 0 | 8.2974 | 0.07997 | 0 | -0.0061271 | -0.03062 | 1.5 | 13.34% | 8.2974
7 | 8 | 12 | 30 | 0 | 9.7173 | 0.047152 | 0 | -0.0041761 | -0.02087 | 1.5 | 13.34% | 9.7173
7 | 8 | 13 | 30 | 0.271 | 6.714 | 0.10816 | -0.00209 | -0.0048464 | -0.02422 | 1.5 | 13.34% | 6.443
7 | 8 | 14 | 30 | 19.25 | 18.7759 | 0.089153 | -0.01152 | -0.0043942 | -0.02196 | 1.5 | 13.34% | 0.47414
7 | 8 | 15 | 30 | 47.097 | 55.0647 | 0.12633 | -0.06696 | -0.0016788 | -0.00839 | 1.5 | 13.34% | 7.9677
7 | 8 | 16 | 30 | 91.631 | 25.6195 | 0.032796 | -0.00524 | -0.0025173 | -0.01258 | 1.5 | 13.34% | 66.0115
7 | 8 | 17 | 30 | 95.185 | 62.3627 | 0.014163 | -0.0079 | -0.00057429 | -0.00287 | 1.5 | 13.34% | 32.8223
7 | 8 | 18 | 30 | 100 | 10.1246 | 0.00148 | 0 | -0.00013607 | -0.00068 | 1.5 | 13.34% | 89.8754
7 | 8 | 19 | 30 | 100 | 100 | 0 | 0 | 0 | 0 | 1.5 | 13.34% | 0
7 | 8 | 20 | 30 | 100 | 100 | 0 | 0 | 0 | 0 | 1.5 | 13.34% | 0
7 | 8 | 21 | 30 | 100 | 100 | 0 | 0 | 0 | 0 | 1.5 | 13.34% | 0
7 | 8 | 22 | 30 | 100 | 100 | 0 | 0 | 0 | 0 | 1.5 | 13.34% | 0
7 | 8 | 23 | 30 | 100 | 100 | 0 | 0 | 0 | 0 | 1.5 | 13.34% | 0
7 | 9 | 0 | 30 | 100 | 100 | 0 | 0 | 0 | 0 | 1.5 | 13.34% | 0
7 | 9 | 1 | 30 | 100 | 100 | 0 | 0 | 0 | 0 | 1.5 | 13.34% | 0
7 | 9 | 2 | 30 | 100 | 100 | 0 | 0 | 0 | 0 | 1.5 | 13.34% | 0
7 | 9 | 3 | 30 | 100 | 100 | 0 | 0 | 0 | 0 | 1.5 | 13.34% | 0
7 | 9 | 4 | 30 | 100 | 100 | 0 | 0 | 0 | 0 | 1.5 | 13.34% | 0
7 | 9 | 5 | 30 | 100 | 100 | 0 | 0 | 0 | 0 | 1.5 | 13.34% | 0
7 | 9 | 6 | 30 | 100 | 10.1089 | 0.002877 | 0 | -0.00026413 | -0.00132 | 1.5 | 13.34% | 89.8911
7 | 9 | 7 | 30 | 94.537 | 95.5067 | 0.029208 | -0.02761 | -0.00014607 | -0.00073 | 1.5 | 13.34% | 0.96965
7 | 9 | 8 | 30 | 73.681 | 63.0236 | 0.084265 | -0.05113 | -0.0012126 | -0.00606 | 1.5 | 13.34% | 10.6574
7 | 9 | 9 | 30 | 35.403 | 31.2948 | 0.1304 | -0.03888 | -0.0014687 | -0.00734 | 1.5 | 13.34% | 4.1082
7 | 9 | 10 | 30 | 11.38 | 9.0135 | 0.16515 | -0.01318 | -0.0015648 | -0.00782 | 1.5 | 13.34% | 2.3665
7 | 9 | 11 | 30 | 0 | 0.86069 | 0.18548 | 0 | -0.0015828 | -0.00791 | 1.5 | 13.34% | 0.86069
7 | 9 | 12 | 30 | 0 | 0.83844 | 0.19012 | 0 | -0.0015808 | -0.0079 | 1.5 | 13.34% | 0.83844
7 | 9 | 13 | 30 | 0.25 | 4.3312 | 0.17881 | -0.00611 | -0.0015668 | -0.00783 | 1.5 | 13.34% | 4.0812
7 | 9 | 14 | 30 | 19.196 | 26.2095 | 0.15249 | -0.03805 | -0.0015188 | -0.00759 | 1.5 | 13.34% | 7.0135
7 | 9 | 15 | 30 | 47.073 | 55.6871 | 0.11299 | -0.06079 | -0.0013687 | -0.00684 | 1.5 | 13.34% | 8.6141
7 | 9 | 16 | 30 | 91.711 | 84.5773 | 0.063916 | -0.05216 | -0.0010285 | -0.00514 | 1.5 | 13.34% | 7.1337
7 | 9 | 17 | 30 | 95.314 | 80.8397 | 0.010438 | -0.00804 | -0.00022011 | -0.0011 | 1.5 | 13.34% | 14.4743
7 | 9 | 18 | 30 | 100 | 10.112 | 0.000151 | 0 | -1.3867e-05 | -6.93e-05 | 1.5 | 13.34% | 89.888
7 | 9 | 19 | 30 | 100 | 100 | 0 | 0 | 0 | 0 | 1.5 | 13.34% | 0
7 | 9 | 20 | 30 | 100 | 100 | 0 | 0 | 0 | 0 | 1.5 | 13.34% | 0
7 | 9 | 21 | 30 | 100 | 100 | 0 | 0 | 0 | 0 | 1.5 | 13.34% | 0
7 | 9 | 22 | 30 | 100 | 100 | 0 | 0 | 0 | 0 | 1.5 | 13.34% | 0
7 | 9 | 23 | 30 | 100 | 100 | 0 | 0 | 0 | 0 | 1.5 | 13.34% | 0
7 | 10 | 0 | 30 | 100 | 100 | 0 | 0 | 0 | 0 | 1.5 | 13.34% | 0
7 | 10 | 1 | 30 | 100 | 100 | 0 | 0 | 0 | 0 | 1.5 | 13.34% | 0
7 | 10 | 2 | 30 | 100 | 100 | 0 | 0 | 0 | 0 | 1.5 | 13.34% | 0
7 | 10 | 3 | 30 | 100 | 100 | 0 | 0 | 0 | 0 | 1.5 | 13.34% | 0
7 | 10 | 4 | 30 | 100 | 100 | 0 | 0 | 0 | 0 | 1.5 | 13.34% | 0
7 | 10 | 5 | 30 | 100 | 100 | 0 | 0 | 0 | 0 | 1.5 | 13.34% | 0
7 | 10 | 6 | 30 | 100 | 10.0298 | 0.002261 | 0 | -0.0002061 | -0.00103 | 1.5 | 13.34% | 89.9702
7 | 10 | 7 | 30 | 94.652 | 85.3154 | 0.027635 | -0.02275 | -0.00044622 | -0.00223 | 1.5 | 13.34% | 9.3366
7 | 10 | 8 | 30 | 73.861 | 68.0066 | 0.075145 | -0.05029 | -0.00048424 | -0.00242 | 1.5 | 13.34% | 5.8544
7 | 10 | 9 | 30 | 35.409 | 30.8099 | 0.1069 | -0.03108 | -0.0014187 | -0.00709 | 1.5 | 13.34% | 4.5991
7 | 10 | 10 | 30 | 11.457 | 9.7053 | 0.081934 | -0.00215 | -0.0052886 | -0.02643 | 1.5 | 13.34% | 1.7517
7 | 10 | 11 | 30 | 0 | 5.9535 | 0.10014 | 0 | -0.0056268 | -0.02812 | 1.5 | 13.34% | 5.9535
7 | 10 | 12 | 30 | 0 | 8.2516 | 0.08269 | 0 | -0.0063031 | -0.0315 | 1.5 | 13.34% | 8.2516
7 | 10 | 13 | 30 | 0.232 | 10.0731 | 0.014825 | 0 | -0.0013567 | -0.00678 | 1.5 | 13.34% | 9.8411
7 | 10 | 14 | 30 | 19.135 | 12.6972 | 0.064569 | -0.00243 | -0.0051186 | -0.02558 | 1.5 | 13.34% | 6.4378
7 | 10 | 15 | 30 | 47.021 | 11.8692 | 0.030761 | -0.0006 | -0.0027274 | -0.01363 | 1.5 | 13.34% | 35.1518
7 | 10 | 16 | 30 | 91.765 | 14.6482 | 0.026695 | -0.00124 | -0.0023292 | -0.01164 | 1.5 | 13.34% | 77.1168
7 | 10 | 17 | 30 | 95.526 | 10.0408 | 0.002807 | 0 | -0.00025613 | -0.00128 | 1.5 | 13.34% | 85.4852
7 | 10 | 18 | 30 | 100 | 10.0947 | 0.000158 | 0 | -1.4487e-05 | -7.24e-05 | 1.5 | 13.34% | 89.9053
7 | 10 | 19 | 30 | 100 | 100 | 0 | 0 | 0 | 0 | 1.5 | 13.34% | 0
7 | 10 | 20 | 30 | 100 | 100 | 0 | 0 | 0 | 0 | 1.5 | 13.34% | 0
7 | 10 | 21 | 30 | 100 | 100 | 0 | 0 | 0 | 0 | 1.5 | 13.34% | 0
7 | 10 | 22 | 30 | 100 | 100 | 0 | 0 | 0 | 0 | 1.5 | 13.34% | 0
7 | 10 | 23 | 30 | 100 | 100 | 0 | 0 | 0 | 0 | 1.5 | 13.34% | 0
7 | 11 | 0 | 30 | 100 | 100 | 0 | 0 | 0 | 0 | 1.5 | 13.34% | 0
7 | 11 | 1 | 30 | 100 | 100 | 0 | 0 | 0 | 0 | 1.5 | 13.34% | 0
7 | 11 | 2 | 30 | 100 | 100 | 0 | 0 | 0 | 0 | 1.5 | 13.34% | 0
7 | 11 | 3 | 30 | 100 | 100 | 0 | 0 | 0 | 0 | 1.5 | 13.34% | 0
7 | 11 | 4 | 30 | 100 | 100 | 0 | 0 | 0 | 0 | 1.5 | 13.34% | 0
7 | 11 | 5 | 30 | 100 | 100 | 0 | 0 | 0 | 0 | 1.5 | 13.34% | 0
7 | 11 | 6 | 30 | 100 | 10.1114 | 0.003225 | 0 | -0.00029615 | -0.00148 | 1.5 | 13.34% | 89.8886
7 | 11 | 7 | 30 | 94.868 | 78.6318 | 0.033682 | -0.02508 | -0.00078639 | -0.00393 | 1.5 | 13.34% | 16.2362
7 | 11 | 8 | 30 | 74.082 | 62.6128 | 0.089832 | -0.05405 | -0.0013507 | -0.00675 | 1.5 | 13.34% | 11.4692
7 | 11 | 9 | 30 | 35.578 | 31.0708 | 0.14405 | -0.04246 | -0.0017529 | -0.00876 | 1.5 | 13.34% | 4.5072
7 | 11 | 10 | 30 | 11.49 | 9.0172 | 0.17429 | -0.01384 | -0.0017209 | -0.0086 | 1.5 | 13.34% | 2.4728
7 | 11 | 11 | 30 | 0 | 7.1545 | 0.089758 | 0 | -0.005993 | -0.02995 | 1.5 | 13.34% | 7.1545
7 | 11 | 12 | 30 | 0 | 6.8367 | 0.094966 | 0 | -0.006077 | -0.03037 | 1.5 | 13.34% | 6.8367
7 | 11 | 13 | 30 | 0.228 | 7.8846 | 0.091871 | -0.00113 | -0.0056668 | -0.02832 | 1.5 | 13.34% | 7.6566
7 | 11 | 14 | 30 | 19.058 | 16.5628 | 0.080235 | -0.00764 | -0.0048464 | -0.02422 | 1.5 | 13.34% | 2.4952
7 | 11 | 15 | 30 | 46.923 | 27.6496 | 0.060289 | -0.01186 | -0.0037679 | -0.01883 | 1.5 | 13.34% | 19.2734
7 | 11 | 16 | 30 | 91.934 | 23.0955 | 0.032001 | -0.00427 | -0.0025353 | -0.01267 | 1.5 | 13.34% | 68.8385
7 | 11 | 17 | 30 | 95.319 | 16.7722 | 0.012923 | -0.00088 | -0.0011026 | -0.00551 | 1.5 | 13.34% | 78.5468
7 | 11 | 18 | 30 | 100 | 9.9154 | 0.000244 | 0 | -2.2011e-05 | -0.00011 | 1.5 | 13.34% | 90.0846
7 | 11 | 19 | 30 | 100 | 100 | 0 | 0 | 0 | 0 | 1.5 | 13.34% | 0
7 | 11 | 20 | 30 | 100 | 100 | 0 | 0 | 0 | 0 | 1.5 | 13.34% | 0
7 | 11 | 21 | 30 | 100 | 100 | 0 | 0 | 0 | 0 | 1.5 | 13.34% | 0
7 | 11 | 22 | 30 | 100 | 100 | 0 | 0 | 0 | 0 | 1.5 | 13.34% | 0
7 | 11 | 23 | 30 | 100 | 100 | 0 | 0 | 0 | 0 | 1.5 | 13.34% | 0
7 | 12 | 0 | 30 | 100 | 100 | 0 | 0 | 0 | 0 | 1.5 | 13.34% | 0
7 | 12 | 1 | 30 | 100 | 100 | 0 | 0 | 0 | 0 | 1.5 | 13.34% | 0
7 | 12 | 2 | 30 | 100 | 100 | 0 | 0 | 0 | 0 | 1.5 | 13.34% | 0
7 | 12 | 3 | 30 | 100 | 100 | 0 | 0 | 0 | 0 | 1.5 | 13.34% | 0
7 | 12 | 4 | 30 | 100 | 100 | 0 | 0 | 0 | 0 | 1.5 | 13.34% | 0
7 | 12 | 5 | 30 | 100 | 100 | 0 | 0 | 0 | 0 | 1.5 | 13.34% | 0
7 | 12 | 6 | 30 | 100 | 10.093 | 0.001637 | 0 | -0.00015008 | -0.00075 | 1.5 | 13.34% | 89.907
7 | 12 | 7 | 30 | 95.111 | 36.7285 | 0.022985 | -0.00636 | -0.0015228 | -0.00761 | 1.5 | 13.34% | 58.3825
7 | 12 | 8 | 30 | 74.165 | 38.3841 | 0.051623 | -0.01611 | -0.0026773 | -0.01338 | 1.5 | 13.34% | 35.7809
7 | 12 | 9 | 30 | 35.545 | 21.9462 | 0.077623 | -0.01246 | -0.0037519 | -0.01875 | 1.5 | 13.34% | 13.5988
7 | 12 | 10 | 30 | 11.528 | 9.4363 | 0.10107 | -0.0047 | -0.0044202 | -0.02209 | 1.5 | 13.34% | 2.0917
7 | 12 | 11 | 30 | 0 | 5.1129 | 0.10815 | 0 | -0.0052606 | -0.02629 | 1.5 | 13.34% | 5.1129
7 | 12 | 12 | 30 | 0 | 5.0782 | 0.11142 | 0 | -0.0053847 | -0.02691 | 1.5 | 13.34% | 5.0782
7 | 12 | 13 | 30 | 0.208 | 6.983 | 0.10484 | -0.00186 | -0.0051046 | -0.02551 | 1.5 | 13.34% | 6.775
7 | 12 | 14 | 30 | 19.039 | 19.3118 | 0.092125 | -0.01267 | -0.0042921 | -0.02145 | 1.5 | 13.34% | 0.27285
7 | 12 | 15 | 30 | 46.887 | 34.6498 | 0.068018 | -0.01895 | -0.0034297 | -0.01714 | 1.5 | 13.34% | 12.2372
7 | 12 | 16 | 30 | 91.998 | 52.8694 | 0.043112 | -0.01952 | -0.0021411 | -0.0107 | 1.5 | 13.34% | 39.1286
7 | 12 | 17 | 30 | 95.634 | 26.47 | 0.013651 | -0.0023 | -0.0010385 | -0.00519 | 1.5 | 13.34% | 69.164
7 | 12 | 18 | 30 | 100 | 10.0771 | 0.00016 | 0 | -1.4647e-05 | -7.32e-05 | 1.5 | 13.34% | 89.9229
7 | 12 | 19 | 30 | 100 | 100 | 0 | 0 | 0 | 0 | 1.5 | 13.34% | 0
7 | 12 | 20 | 30 | 100 | 100 | 0 | 0 | 0 | 0 | 1.5 | 13.34% | 0
7 | 12 | 21 | 30 | 100 | 100 | 0 | 0 | 0 | 0 | 1.5 | 13.34% | 0
7 | 12 | 22 | 30 | 100 | 100 | 0 | 0 | 0 | 0 | 1.5 | 13.34% | 0
7 | 12 | 23 | 30 | 100 | 100 | 0 | 0 | 0 | 0 | 1.5 | 13.34% | 0
7 | 13 | 0 | 30 | 100 | 100 | 0 | 0 | 0 | 0 | 1.5 | 13.34% | 0
7 | 13 | 1 | 30 | 100 | 100 | 0 | 0 | 0 | 0 | 1.5 | 13.34% | 0
7 | 13 | 2 | 30 | 100 | 100 | 0 | 0 | 0 | 0 | 1.5 | 13.34% | 0
7 | 13 | 3 | 30 | 100 | 100 | 0 | 0 | 0 | 0 | 1.5 | 13.34% | 0
7 | 13 | 4 | 30 | 100 | 100 | 0 | 0 | 0 | 0 | 1.5 | 13.34% | 0
7 | 13 | 5 | 30 | 100 | 100 | 0 | 0 | 0 | 0 | 1.5 | 13.34% | 0
7 | 13 | 6 | 30 | 100 | 10.0977 | 0.002509 | 0 | -0.00023011 | -0.00115 | 1.5 | 13.34% | 89.9023
7 | 13 | 7 | 30 | 95.144 | 86.5942 | 0.02783 | -0.02333 | -0.00041221 | -0.00206 | 1.5 | 13.34% | 8.5498
7 | 13 | 8 | 30 | 74.427 | 68.2839 | 0.075793 | -0.05099 | -0.00045423 | -0.00227 | 1.5 | 13.34% | 6.1431
7 | 13 | 9 | 30 | 35.56 | 31.5093 | 0.11869 | -0.03578 | -0.0012306 | -0.00615 | 1.5 | 13.34% | 4.0507
7 | 13 | 10 | 30 | 11.56 | 9.0035 | 0.15041 | -0.01212 | -0.0013047 | -0.00652 | 1.5 | 13.34% | 2.5565
7 | 13 | 11 | 30 | 0 | 0.78138 | 0.16853 | 0 | -0.0013067 | -0.00653 | 1.5 | 13.34% | 0.78138
7 | 13 | 12 | 30 | 0 | 0.76144 | 0.17344 | 0 | -0.0013107 | -0.00655 | 1.5 | 13.34% | 0.76144
7 | 13 | 13 | 30 | 0.194 | 4.2811 | 0.16324 | -0.00563 | -0.0013027 | -0.00651 | 1.5 | 13.34% | 4.0871
7 | 13 | 14 | 30 | 18.974 | 26.3673 | 0.13956 | -0.03519 | -0.0012726 | -0.00636 | 1.5 | 13.34% | 7.3933
7 | 13 | 15 | 30 | 46.72 | 58.9558 | 0.10318 | -0.05987 | -0.0006043 | -0.00302 | 1.5 | 13.34% | 12.2358
7 | 13 | 16 | 30 | 92.195 | 91.3695 | 0.058218 | -0.05224 | -0.00049825 | -0.00249 | 1.5 | 13.34% | 0.8255
7 | 13 | 17 | 30 | 95.648 | 68.3431 | 0.011921 | -0.00746 | -0.0004082 | -0.00204 | 1.5 | 13.34% | 27.3049
7 | 13 | 18 | 30 | 100 | 10.0943 | 0.000201 | 0 | -1.8429e-05 | -9.21e-05 | 1.5 | 13.34% | 89.9057
7 | 13 | 19 | 30 | 100 | 100 | 0 | 0 | 0 | 0 | 1.5 | 13.34% | 0
7 | 13 | 20 | 30 | 100 | 100 | 0 | 0 | 0 | 0 | 1.5 | 13.34% | 0
7 | 13 | 21 | 30 | 100 | 100 | 0 | 0 | 0 | 0 | 1.5 | 13.34% | 0
7 | 13 | 22 | 30 | 100 | 100 | 0 | 0 | 0 | 0 | 1.5 | 13.34% | 0
7 | 13 | 23 | 30 | 100 | 100 | 0 | 0 | 0 | 0 | 1.5 | 13.34% | 0
7 | 14 | 0 | 30 | 100 | 100 | 0 | 0 | 0 | 0 | 1.5 | 13.34% | 0
7 | 14 | 1 | 30 | 100 | 100 | 0 | 0 | 0 | 0 | 1.5 | 13.34% | 0
7 | 14 | 2 | 30 | 100 | 100 | 0 | 0 | 0 | 0 | 1.5 | 13.34% | 0
7 | 14 | 3 | 30 | 100 | 100 | 0 | 0 | 0 | 0 | 1.5 | 13.34% | 0
7 | 14 | 4 | 30 | 100 | 100 | 0 | 0 | 0 | 0 | 1.5 | 13.34% | 0
7 | 14 | 5 | 30 | 100 | 100 | 0 | 0 | 0 | 0 | 1.5 | 13.34% | 0
7 | 14 | 6 | 30 | 100 | 10.1188 | 0.002722 | 0 | -0.00025012 | -0.00125 | 1.5 | 13.34% | 89.8812
7 | 14 | 7 | 30 | 95.488 | 95.5105 | 0.029322 | -0.02772 | -0.00014607 | -0.00073 | 1.5 | 13.34% | 0.022497
7 | 14 | 8 | 30 | 74.444 | 63.0348 | 0.085138 | -0.05167 | -0.0012246 | -0.00612 | 1.5 | 13.34% | 11.4092
7 | 14 | 9 | 30 | 35.609 | 31.2975 | 0.13203 | -0.03937 | -0.0014867 | -0.00743 | 1.5 | 13.34% | 4.3115
7 | 14 | 10 | 30 | 11.583 | 9.0148 | 0.16723 | -0.01335 | -0.0015828 | -0.00791 | 1.5 | 13.34% | 2.5682
7 | 14 | 11 | 30 | 0 | 0.86041 | 0.18812 | 0 | -0.0016048 | -0.00802 | 1.5 | 13.34% | 0.86041
7 | 14 | 12 | 30 | 0 | 0.83677 | 0.19315 | 0 | -0.0016028 | -0.00801 | 1.5 | 13.34% | 0.83677
7 | 14 | 13 | 30 | 0.178 | 4.3309 | 0.18194 | -0.00622 | -0.0015908 | -0.00795 | 1.5 | 13.34% | 4.1529
7 | 14 | 14 | 30 | 18.896 | 26.215 | 0.15532 | -0.03877 | -0.0015428 | -0.00771 | 1.5 | 13.34% | 7.319
7 | 14 | 15 | 30 | 46.66 | 55.7189 | 0.11522 | -0.06204 | -0.0013867 | -0.00693 | 1.5 | 13.34% | 9.0589
7 | 14 | 16 | 30 | 92.27 | 84.7412 | 0.065449 | -0.05354 | -0.0010405 | -0.0052 | 1.5 | 13.34% | 7.5288
7 | 14 | 17 | 30 | 96.051 | 81.4965 | 0.011528 | -0.00897 | -0.00023412 | -0.00117 | 1.5 | 13.34% | 14.5545
7 | 14 | 18 | 30 | 100 | 10.0599 | 0.000162 | 0 | -1.4807e-05 | -7.4e-05 | 1.5 | 13.34% | 89.9401
7 | 14 | 19 | 30 | 100 | 100 | 0 | 0 | 0 | 0 | 1.5 | 13.34% | 0
7 | 14 | 20 | 30 | 100 | 100 | 0 | 0 | 0 | 0 | 1.5 | 13.34% | 0
7 | 14 | 21 | 30 | 100 | 100 | 0 | 0 | 0 | 0 | 1.5 | 13.34% | 0
7 | 14 | 22 | 30 | 100 | 100 | 0 | 0 | 0 | 0 | 1.5 | 13.34% | 0
7 | 14 | 23 | 30 | 100 | 100 | 0 | 0 | 0 | 0 | 1.5 | 13.34% | 0
7 | 15 | 0 | 30 | 100 | 100 | 0 | 0 | 0 | 0 | 1.5 | 13.34% | 0
7 | 15 | 1 | 30 | 100 | 100 | 0 | 0 | 0 | 0 | 1.5 | 13.34% | 0
7 | 15 | 2 | 30 | 100 | 100 | 0 | 0 | 0 | 0 | 1.5 | 13.34% | 0
7 | 15 | 3 | 30 | 100 | 100 | 0 | 0 | 0 | 0 | 1.5 | 13.34% | 0
7 | 15 | 4 | 30 | 100 | 100 | 0 | 0 | 0 | 0 | 1.5 | 13.34% | 0
7 | 15 | 5 | 30 | 100 | 100 | 0 | 0 | 0 | 0 | 1.5 | 13.34% | 0
7 | 15 | 6 | 30 | 100 | 10.2312 | 0.000733 | 0 | -6.8034e-05 | -0.00034 | 1.5 | 13.34% | 89.7688
7 | 15 | 7 | 30 | 95.591 | 13.5843 | 0.017397 | -0.00062 | -0.0015348 | -0.00767 | 1.5 | 13.34% | 82.0067
7 | 15 | 8 | 30 | 74.728 | 17.5226 | 0.037446 | -0.00298 | -0.0030475 | -0.01523 | 1.5 | 13.34% | 57.2054
7 | 15 | 9 | 30 | 35.76 | 14.2246 | 0.057348 | -0.00312 | -0.0044102 | -0.02204 | 1.5 | 13.34% | 21.5354
7 | 15 | 10 | 30 | 11.603 | 9.8703 | 0.072005 | -0.00107 | -0.0054947 | -0.02746 | 1.5 | 13.34% | 1.7327
7 | 15 | 11 | 30 | 0 | 8.7094 | 0.077201 | 0 | -0.0061851 | -0.03091 | 1.5 | 13.34% | 8.7094
7 | 15 | 12 | 30 | 0 | 8.8082 | 0.07858 | 0 | -0.0063612 | -0.03179 | 1.5 | 13.34% | 8.8082
7 | 15 | 13 | 30 | 0.167 | 9.4548 | 0.071894 | -0.00024 | -0.005991 | -0.02994 | 1.5 | 13.34% | 9.2878
7 | 15 | 14 | 30 | 18.915 | 11.1578 | 0.059049 | -0.00091 | -0.0051086 | -0.02553 | 1.5 | 13.34% | 7.7572
7 | 15 | 15 | 30 | 46.612 | 16.0509 | 0.048232 | -0.00316 | -0.003948 | -0.01973 | 1.5 | 13.34% | 30.5611
7 | 15 | 16 | 30 | 92.4 | 15.7266 | 0.029069 | -0.00167 | -0.0025073 | -0.01253 | 1.5 | 13.34% | 76.6734
7 | 15 | 17 | 30 | 96.344 | 11.9856 | 0.01194 | -0.00023 | -0.0010725 | -0.00536 | 1.5 | 13.34% | 84.3584
7 | 15 | 18 | 30 | 100 | 10.0781 | 0.000179 | 0 | -1.6388e-05 | -8.19e-05 | 1.5 | 13.34% | 89.9219
7 | 15 | 19 | 30 | 100 | 100 | 0 | 0 | 0 | 0 | 1.5 | 13.34% | 0
7 | 15 | 20 | 30 | 100 | 100 | 0 | 0 | 0 | 0 | 1.5 | 13.34% | 0
7 | 15 | 21 | 30 | 100 | 100 | 0 | 0 | 0 | 0 | 1.5 | 13.34% | 0
7 | 15 | 22 | 30 | 100 | 100 | 0 | 0 | 0 | 0 | 1.5 | 13.34% | 0
7 | 15 | 23 | 30 | 100 | 100 | 0 | 0 | 0 | 0 | 1.5 | 13.34% | 0
7 | 16 | 0 | 30 | 100 | 100 | 0 | 0 | 0 | 0 | 1.5 | 13.34% | 0
7 | 16 | 1 | 30 | 100 | 100 | 0 | 0 | 0 | 0 | 1.5 | 13.34% | 0
7 | 16 | 2 | 30 | 100 | 100 | 0 | 0 | 0 | 0 | 1.5 | 13.34% | 0
7 | 16 | 3 | 30 | 100 | 100 | 0 | 0 | 0 | 0 | 1.5 | 13.34% | 0
7 | 16 | 4 | 30 | 100 | 100 | 0 | 0 | 0 | 0 | 1.5 | 13.34% | 0
7 | 16 | 5 | 30 | 100 | 100 | 0 | 0 | 0 | 0 | 1.5 | 13.34% | 0
7 | 16 | 6 | 30 | 100 | 10.1164 | 0.00159 | 0 | -0.00014607 | -0.00073 | 1.5 | 13.34% | 89.8836
7 | 16 | 7 | 30 | 95.784 | 43.7019 | 0.023968 | -0.00843 | -0.0014227 | -0.00711 | 1.5 | 13.34% | 52.0821
7 | 16 | 8 | 30 | 74.776 | 43.8666 | 0.055468 | -0.02084 | -0.0024272 | -0.01213 | 1.5 | 13.34% | 30.9094
7 | 16 | 9 | 30 | 35.776 | 22.3397 | 0.079047 | -0.01313 | -0.0037018 | -0.0185 | 1.5 | 13.34% | 13.4363
7 | 16 | 10 | 30 | 11.65 | 9.4416 | 0.10109 | -0.00465 | -0.0044722 | -0.02235 | 1.5 | 13.34% | 2.2084
7 | 16 | 11 | 30 | 0 | 4.9241 | 0.11056 | 0 | -0.0051886 | -0.02593 | 1.5 | 13.34% | 4.9241
7 | 16 | 12 | 30 | 0 | 4.6967 | 0.11593 | 0 | -0.0052006 | -0.02599 | 1.5 | 13.34% | 4.6967
7 | 16 | 13 | 30 | 0.162 | 6.7158 | 0.10951 | -0.00211 | -0.0049145 | -0.02456 | 1.5 | 13.34% | 6.5538
7 | 16 | 14 | 30 | 18.901 | 18.9807 | 0.091382 | -0.0121 | -0.0044082 | -0.02203 | 1.5 | 13.34% | 0.079663
7 | 16 | 15 | 30 | 46.578 | 35.4213 | 0.069499 | -0.02 | -0.0034097 | -0.01704 | 1.5 | 13.34% | 11.1567
7 | 16 | 16 | 30 | 92.497 | 52.7588 | 0.043588 | -0.01968 | -0.0021711 | -0.01085 | 1.5 | 13.34% | 39.7382
7 | 16 | 17 | 30 | 96.401 | 29.2742 | 0.014056 | -0.00278 | -0.0010325 | -0.00516 | 1.5 | 13.34% | 67.1268
7 | 16 | 18 | 30 | 100 | 10.0936 | 0.000165 | 0 | -1.5128e-05 | -7.56e-05 | 1.5 | 13.34% | 89.9064
7 | 16 | 19 | 30 | 100 | 100 | 0 | 0 | 0 | 0 | 1.5 | 13.34% | 0
7 | 16 | 20 | 30 | 100 | 100 | 0 | 0 | 0 | 0 | 1.5 | 13.34% | 0
7 | 16 | 21 | 30 | 100 | 100 | 0 | 0 | 0 | 0 | 1.5 | 13.34% | 0
7 | 16 | 22 | 30 | 100 | 100 | 0 | 0 | 0 | 0 | 1.5 | 13.34% | 0
7 | 16 | 23 | 30 | 100 | 100 | 0 | 0 | 0 | 0 | 1.5 | 13.34% | 0
7 | 17 | 0 | 30 | 100 | 100 | 0 | 0 | 0 | 0 | 1.5 | 13.34% | 0
7 | 17 | 1 | 30 | 100 | 100 | 0 | 0 | 0 | 0 | 1.5 | 13.34% | 0
7 | 17 | 2 | 30 | 100 | 100 | 0 | 0 | 0 | 0 | 1.5 | 13.34% | 0
7 | 17 | 3 | 30 | 100 | 100 | 0 | 0 | 0 | 0 | 1.5 | 13.34% | 0
7 | 17 | 4 | 30 | 100 | 100 | 0 | 0 | 0 | 0 | 1.5 | 13.34% | 0
7 | 17 | 5 | 30 | 100 | 100 | 0 | 0 | 0 | 0 | 1.5 | 13.34% | 0
7 | 17 | 6 | 30 | 100 | 10.0587 | 0.002277 | 0 | -0.0002081 | -0.00104 | 1.5 | 13.34% | 89.9413
7 | 17 | 7 | 30 | 96.033 | 80.6266 | 0.027479 | -0.0211 | -0.00058429 | -0.00292 | 1.5 | 13.34% | 15.4064
7 | 17 | 8 | 30 | 75.028 | 65.6985 | 0.073046 | -0.04676 | -0.00074237 | -0.00371 | 1.5 | 13.34% | 9.3295
7 | 17 | 9 | 30 | 35.783 | 32.0477 | 0.11424 | -0.03538 | -0.00093247 | -0.00466 | 1.5 | 13.34% | 3.7353
7 | 17 | 10 | 30 | 11.691 | 8.9969 | 0.14528 | -0.01181 | -0.0011566 | -0.00578 | 1.5 | 13.34% | 2.6941
7 | 17 | 11 | 30 | 0 | 0.84747 | 0.16311 | 0 | -0.0013707 | -0.00685 | 1.5 | 13.34% | 0.84747
7 | 17 | 12 | 30 | 0 | 0.82193 | 0.16838 | 0 | -0.0013727 | -0.00686 | 1.5 | 13.34% | 0.82193
7 | 17 | 13 | 30 | 0.157 | 4.2879 | 0.15886 | -0.00547 | -0.0012866 | -0.00643 | 1.5 | 13.34% | 4.1309
7 | 17 | 14 | 30 | 18.83 | 26.7008 | 0.13729 | -0.0354 | -0.0009925 | -0.00496 | 1.5 | 13.34% | 7.8708
7 | 17 | 15 | 30 | 46.526 | 58.321 | 0.10285 | -0.05883 | -0.00072836 | -0.00364 | 1.5 | 13.34% | 11.795
7 | 17 | 16 | 30 | 92.629 | 90.5426 | 0.058761 | -0.05214 | -0.00055828 | -0.00279 | 1.5 | 13.34% | 2.0864
7 | 17 | 17 | 30 | 96.482 | 68.8511 | 0.012713 | -0.00803 | -0.00042821 | -0.00214 | 1.5 | 13.34% | 27.6309
7 | 17 | 18 | 30 | 100 | 10.0055 | 0.00033 | 0 | -3.0015e-05 | -0.00015 | 1.5 | 13.34% | 89.9945
7 | 17 | 19 | 30 | 100 | 100 | 0 | 0 | 0 | 0 | 1.5 | 13.34% | 0
7 | 17 | 20 | 30 | 100 | 100 | 0 | 0 | 0 | 0 | 1.5 | 13.34% | 0
7 | 17 | 21 | 30 | 100 | 100 | 0 | 0 | 0 | 0 | 1.5 | 13.34% | 0
7 | 17 | 22 | 30 | 100 | 100 | 0 | 0 | 0 | 0 | 1.5 | 13.34% | 0
7 | 17 | 23 | 30 | 100 | 100 | 0 | 0 | 0 | 0 | 1.5 | 13.34% | 0
7 | 18 | 0 | 30 | 100 | 100 | 0 | 0 | 0 | 0 | 1.5 | 13.34% | 0
7 | 18 | 1 | 30 | 100 | 100 | 0 | 0 | 0 | 0 | 1.5 | 13.34% | 0
7 | 18 | 2 | 30 | 100 | 100 | 0 | 0 | 0 | 0 | 1.5 | 13.34% | 0
7 | 18 | 3 | 30 | 100 | 100 | 0 | 0 | 0 | 0 | 1.5 | 13.34% | 0
7 | 18 | 4 | 30 | 100 | 100 | 0 | 0 | 0 | 0 | 1.5 | 13.34% | 0
7 | 18 | 5 | 30 | 100 | 100 | 0 | 0 | 0 | 0 | 1.5 | 13.34% | 0
7 | 18 | 6 | 30 | 100 | 10.1199 | 0.002504 | 0 | -0.00023011 | -0.00115 | 1.5 | 13.34% | 89.8801
7 | 18 | 7 | 30 | 96.239 | 90.516 | 0.028631 | -0.02534 | -0.00030215 | -0.00151 | 1.5 | 13.34% | 5.723
7 | 18 | 8 | 30 | 75.141 | 63.4899 | 0.080479 | -0.0493 | -0.0010985 | -0.00549 | 1.5 | 13.34% | 11.6511
7 | 18 | 9 | 30 | 35.837 | 31.4461 | 0.12463 | -0.03745 | -0.0013247 | -0.00662 | 1.5 | 13.34% | 4.3909
7 | 18 | 10 | 30 | 11.736 | 9.0041 | 0.15783 | -0.01268 | -0.0014047 | -0.00702 | 1.5 | 13.34% | 2.7319
7 | 18 | 11 | 30 | 0 | 0.8059 | 0.17746 | 0 | -0.0014187 | -0.00709 | 1.5 | 13.34% | 0.8059
7 | 18 | 12 | 30 | 0 | 0.78172 | 0.18213 | 0 | -0.0014127 | -0.00706 | 1.5 | 13.34% | 0.78172
7 | 18 | 13 | 30 | 0.151 | 4.2961 | 0.17167 | -0.00591 | -0.0014047 | -0.00702 | 1.5 | 13.34% | 4.1451
7 | 18 | 14 | 30 | 18.856 | 26.3268 | 0.14651 | -0.03685 | -0.0013627 | -0.00681 | 1.5 | 13.34% | 7.4708
7 | 18 | 15 | 30 | 46.423 | 56.1028 | 0.10882 | -0.05913 | -0.0012306 | -0.00615 | 1.5 | 13.34% | 9.6798
7 | 18 | 16 | 30 | 92.757 | 93.5801 | 0.060975 | -0.05634 | -0.00037219 | -0.00186 | 1.5 | 13.34% | 0.82312
7 | 18 | 17 | 30 | 96.835 | 72.9373 | 0.012733 | -0.00864 | -0.00037419 | -0.00187 | 1.5 | 13.34% | 23.8977
7 | 18 | 18 | 30 | 100 | 10.0785 | 0.000172 | 0 | -1.5748e-05 | -7.87e-05 | 1.5 | 13.34% | 89.9215
7 | 18 | 19 | 30 | 100 | 100 | 0 | 0 | 0 | 0 | 1.5 | 13.34% | 0
7 | 18 | 20 | 30 | 100 | 100 | 0 | 0 | 0 | 0 | 1.5 | 13.34% | 0
7 | 18 | 21 | 30 | 100 | 100 | 0 | 0 | 0 | 0 | 1.5 | 13.34% | 0
7 | 18 | 22 | 30 | 100 | 100 | 0 | 0 | 0 | 0 | 1.5 | 13.34% | 0
7 | 18 | 23 | 30 | 100 | 100 | 0 | 0 | 0 | 0 | 1.5 | 13.34% | 0
7 | 19 | 0 | 30 | 100 | 100 | 0 | 0 | 0 | 0 | 1.5 | 13.34% | 0
7 | 19 | 1 | 30 | 100 | 100 | 0 | 0 | 0 | 0 | 1.5 | 13.34% | 0
7 | 19 | 2 | 30 | 100 | 100 | 0 | 0 | 0 | 0 | 1.5 | 13.34% | 0
7 | 19 | 3 | 30 | 100 | 100 | 0 | 0 | 0 | 0 | 1.5 | 13.34% | 0
7 | 19 | 4 | 30 | 100 | 100 | 0 | 0 | 0 | 0 | 1.5 | 13.34% | 0
7 | 19 | 5 | 30 | 100 | 100 | 0 | 0 | 0 | 0 | 1.5 | 13.34% | 0
7 | 19 | 6 | 30 | 100 | 10.1261 | 0.002285 | 0 | -0.0002101 | -0.00105 | 1.5 | 13.34% | 89.8739
7 | 19 | 7 | 30 | 96.394 | 81.6488 | 0.027738 | -0.02163 | -0.00056028 | -0.0028 | 1.5 | 13.34% | 14.7452
7 | 19 | 8 | 30 | 75.211 | 66.4263 | 0.074216 | -0.04819 | -0.00066633 | -0.00333 | 1.5 | 13.34% | 8.7847
7 | 19 | 9 | 30 | 35.838 | 32.2545 | 0.11592 | -0.03627 | -0.00084642 | -0.00423 | 1.5 | 13.34% | 3.5835
7 | 19 | 10 | 30 | 11.737 | 8.9823 | 0.14777 | -0.01215 | -0.0010305 | -0.00515 | 1.5 | 13.34% | 2.7547
7 | 19 | 11 | 30 | 0 | 0.76123 | 0.16766 | 0 | -0.0012666 | -0.00633 | 1.5 | 13.34% | 0.76123
7 | 19 | 12 | 30 | 0 | 0.73918 | 0.17235 | 0 | -0.0012646 | -0.00632 | 1.5 | 13.34% | 0.73918
7 | 19 | 13 | 30 | 0.136 | 4.2679 | 0.16281 | -0.00563 | -0.0012646 | -0.00632 | 1.5 | 13.34% | 4.1319
7 | 19 | 14 | 30 | 18.823 | 26.9153 | 0.14015 | -0.03664 | -0.00085243 | -0.00426 | 1.5 | 13.34% | 8.0923
7 | 19 | 15 | 30 | 46.439 | 58.8541 | 0.10482 | -0.06068 | -0.00063632 | -0.00318 | 1.5 | 13.34% | 12.4151
7 | 19 | 16 | 30 | 92.86 | 91.2264 | 0.059692 | -0.05346 | -0.00052026 | -0.0026 | 1.5 | 13.34% | 1.6336
7 | 19 | 17 | 30 | 96.897 | 69.7821 | 0.013065 | -0.00839 | -0.00042821 | -0.00214 | 1.5 | 13.34% | 27.1149
7 | 19 | 18 | 30 | 100 | 10.3617 | 0.000341 | 0 | -3.2016e-05 | -0.00016 | 1.5 | 13.34% | 89.6383
7 | 19 | 19 | 30 | 100 | 100 | 0 | 0 | 0 | 0 | 1.5 | 13.34% | 0
7 | 19 | 20 | 30 | 100 | 100 | 0 | 0 | 0 | 0 | 1.5 | 13.34% | 0
7 | 19 | 21 | 30 | 100 | 100 | 0 | 0 | 0 | 0 | 1.5 | 13.34% | 0
7 | 19 | 22 | 30 | 100 | 100 | 0 | 0 | 0 | 0 | 1.5 | 13.34% | 0
7 | 19 | 23 | 30 | 100 | 100 | 0 | 0 | 0 | 0 | 1.5 | 13.34% | 0
7 | 20 | 0 | 30 | 100 | 100 | 0 | 0 | 0 | 0 | 1.5 | 13.34% | 0
7 | 20 | 1 | 30 | 100 | 100 | 0 | 0 | 0 | 0 | 1.5 | 13.34% | 0
7 | 20 | 2 | 30 | 100 | 100 | 0 | 0 | 0 | 0 | 1.5 | 13.34% | 0
7 | 20 | 3 | 30 | 100 | 100 | 0 | 0 | 0 | 0 | 1.5 | 13.34% | 0
7 | 20 | 4 | 30 | 100 | 100 | 0 | 0 | 0 | 0 | 1.5 | 13.34% | 0
7 | 20 | 5 | 30 | 100 | 100 | 0 | 0 | 0 | 0 | 1.5 | 13.34% | 0
7 | 20 | 6 | 30 | 100 | 9.9628 | 0.000773 | 0 | -7.0035e-05 | -0.00035 | 1.5 | 13.34% | 90.0372
7 | 20 | 7 | 30 | 96.608 | 48.5408 | 0.024681 | -0.00998 | -0.0013467 | -0.00673 | 1.5 | 13.34% | 48.0672
7 | 20 | 8 | 30 | 75.371 | 10.0829 | 0.007974 | 0 | -0.00073036 | -0.00365 | 1.5 | 13.34% | 65.2881
7 | 20 | 9 | 30 | 35.879 | 11.0602 | 0.047017 | -0.0006 | -0.0041421 | -0.0207 | 1.5 | 13.34% | 24.8188
7 | 20 | 10 | 30 | 11.721 | 9.3246 | 0.1107 | -0.00605 | -0.003908 | -0.01953 | 1.5 | 13.34% | 2.3964
7 | 20 | 11 | 30 | 0 | 4.3415 | 0.11715 | 0 | -0.0048744 | -0.02436 | 1.5 | 13.34% | 4.3415
7 | 20 | 12 | 30 | 0 | 5.7552 | 0.1063 | 0 | -0.0057849 | -0.02891 | 1.5 | 13.34% | 5.7552
7 | 20 | 13 | 30 | 0.127 | 9.7871 | 0.067732 | -0.0001 | -0.005947 | -0.02972 | 1.5 | 13.34% | 9.6601
7 | 20 | 14 | 30 | 18.738 | 24.6166 | 0.1219 | -0.02717 | -0.0022771 | -0.01138 | 1.5 | 13.34% | 5.8786
7 | 20 | 15 | 30 | 46.339 | 13.3074 | 0.041994 | -0.00148 | -0.0036258 | -0.01812 | 1.5 | 13.34% | 33.0316
7 | 20 | 16 | 30 | 93.077 | 12.4369 | 0.019202 | -0.00046 | -0.0017149 | -0.00857 | 1.5 | 13.34% | 80.6401
7 | 20 | 17 | 30 | 97.313 | 10.0636 | 0.002845 | 0 | -0.00026013 | -0.0013 | 1.5 | 13.34% | 87.2494
7 | 20 | 18 | 30 | 100 | 10.0785 | 0.000172 | 0 | -1.5748e-05 | -7.87e-05 | 1.5 | 13.34% | 89.9215
7 | 20 | 19 | 30 | 100 | 100 | 0 | 0 | 0 | 0 | 1.5 | 13.34% | 0
7 | 20 | 20 | 30 | 100 | 100 | 0 | 0 | 0 | 0 | 1.5 | 13.34% | 0
7 | 20 | 21 | 30 | 100 | 100 | 0 | 0 | 0 | 0 | 1.5 | 13.34% | 0
7 | 20 | 22 | 30 | 100 | 100 | 0 | 0 | 0 | 0 | 1.5 | 13.34% | 0
7 | 20 | 23 | 30 | 100 | 100 | 0 | 0 | 0 | 0 | 1.5 | 13.34% | 0
7 | 21 | 0 | 30 | 100 | 100 | 0 | 0 | 0 | 0 | 1.5 | 13.34% | 0
7 | 21 | 1 | 30 | 100 | 100 | 0 | 0 | 0 | 0 | 1.5 | 13.34% | 0
7 | 21 | 2 | 30 | 100 | 100 | 0 | 0 | 0 | 0 | 1.5 | 13.34% | 0
7 | 21 | 3 | 30 | 100 | 100 | 0 | 0 | 0 | 0 | 1.5 | 13.34% | 0
7 | 21 | 4 | 30 | 100 | 100 | 0 | 0 | 0 | 0 | 1.5 | 13.34% | 0
7 | 21 | 5 | 30 | 100 | 100 | 0 | 0 | 0 | 0 | 1.5 | 13.34% | 0
7 | 21 | 6 | 30 | 100 | 10.0819 | 0.002163 | 0 | -0.0001981 | -0.00099 | 1.5 | 13.34% | 89.9181
7 | 21 | 7 | 30 | 96.838 | 31.0735 | 0.0221 | -0.00479 | -0.0015848 | -0.00792 | 1.5 | 13.34% | 65.7645
7 | 21 | 8 | 30 | 75.517 | 26.0776 | 0.043724 | -0.00757 | -0.0030395 | -0.01519 | 1.5 | 13.34% | 49.4394
7 | 21 | 9 | 30 | 35.932 | 18.2617 | 0.068387 | -0.00746 | -0.0042521 | -0.02125 | 1.5 | 13.34% | 17.6703
7 | 21 | 10 | 30 | 11.783 | 9.7795 | 0.077942 | -0.00161 | -0.0054767 | -0.02737 | 1.5 | 13.34% | 2.0035
7 | 21 | 11 | 30 | 0 | 7.2276 | 0.090395 | 0 | -0.006093 | -0.03045 | 1.5 | 13.34% | 7.2276
7 | 21 | 12 | 30 | 0 | 7.0745 | 0.09434 | 0 | -0.0062331 | -0.03115 | 1.5 | 13.34% | 7.0745
7 | 21 | 13 | 30 | 0.126 | 9.5002 | 0.072166 | -0.00023 | -0.006051 | -0.03024 | 1.5 | 13.34% | 9.3742
7 | 21 | 14 | 30 | 18.798 | 10.7801 | 0.041773 | -0.00042 | -0.0036858 | -0.01842 | 1.5 | 13.34% | 8.0179
7 | 21 | 15 | 30 | 46.353 | 11.7896 | 0.030582 | -0.00057 | -0.0027154 | -0.01357 | 1.5 | 13.34% | 34.5634
7 | 21 | 16 | 30 | 93.204 | 11.771 | 0.016809 | -0.00029 | -0.0015108 | -0.00755 | 1.5 | 13.34% | 81.433
7 | 21 | 17 | 30 | 97.432 | 10.0565 | 0.003022 | 0 | -0.00027614 | -0.00138 | 1.5 | 13.34% | 87.3755
7 | 21 | 18 | 30 | 100 | 10.0797 | 0.000184 | 0 | -1.6848e-05 | -8.42e-05 | 1.5 | 13.34% | 89.9203
7 | 21 | 19 | 30 | 100 | 100 | 0 | 0 | 0 | 0 | 1.5 | 13.34% | 0
7 | 21 | 20 | 30 | 100 | 100 | 0 | 0 | 0 | 0 | 1.5 | 13.34% | 0
7 | 21 | 21 | 30 | 100 | 100 | 0 | 0 | 0 | 0 | 1.5 | 13.34% | 0
7 | 21 | 22 | 30 | 100 | 100 | 0 | 0 | 0 | 0 | 1.5 | 13.34% | 0
7 | 21 | 23 | 30 | 100 | 100 | 0 | 0 | 0 | 0 | 1.5 | 13.34% | 0
7 | 22 | 0 | 30 | 100 | 100 | 0 | 0 | 0 | 0 | 1.5 | 13.34% | 0
7 | 22 | 1 | 30 | 100 | 100 | 0 | 0 | 0 | 0 | 1.5 | 13.34% | 0
7 | 22 | 2 | 30 | 100 | 100 | 0 | 0 | 0 | 0 | 1.5 | 13.34% | 0
7 | 22 | 3 | 30 | 100 | 100 | 0 | 0 | 0 | 0 | 1.5 | 13.34% | 0
7 | 22 | 4 | 30 | 100 | 100 | 0 | 0 | 0 | 0 | 1.5 | 13.34% | 0
7 | 22 | 5 | 30 | 100 | 100 | 0 | 0 | 0 | 0 | 1.5 | 13.34% | 0
7 | 22 | 6 | 30 | 100 | 10.0202 | 0.000747 | 0 | -6.8034e-05 | -0.00034 | 1.5 | 13.34% | 89.9798
7 | 22 | 7 | 30 | 96.939 | 17.5027 | 0.018917 | -0.00143 | -0.0016008 | -0.008 | 1.5 | 13.34% | 79.4363
7 | 22 | 8 | 30 | 75.598 | 15.5726 | 0.036231 | -0.00212 | -0.0030475 | -0.01523 | 1.5 | 13.34% | 60.0254
7 | 22 | 9 | 30 | 35.933 | 13.1823 | 0.055133 | -0.00224 | -0.0044422 | -0.0222 | 1.5 | 13.34% | 22.7507
7 | 22 | 10 | 30 | 11.75 | 9.9449 | 0.067478 | -0.00061 | -0.0055488 | -0.02773 | 1.5 | 13.34% | 1.8051
7 | 22 | 11 | 30 | 0 | 7.4277 | 0.088819 | 0 | -0.0061411 | -0.03069 | 1.5 | 13.34% | 7.4277
7 | 22 | 12 | 30 | 0 | 9.6206 | 0.070635 | 0 | -0.0061991 | -0.03098 | 1.5 | 13.34% | 9.6206
7 | 22 | 13 | 30 | 0.125 | 7.5439 | 0.098449 | -0.00141 | -0.0055948 | -0.02796 | 1.5 | 13.34% | 7.4189
7 | 22 | 14 | 30 | 18.725 | 15.26 | 0.076462 | -0.00578 | -0.0051086 | -0.02553 | 1.5 | 13.34% | 3.465
7 | 22 | 15 | 30 | 46.297 | 26.9435 | 0.060888 | -0.01148 | -0.0038799 | -0.01939 | 1.5 | 13.34% | 19.3535
7 | 22 | 16 | 30 | 93.285 | 42.011 | 0.040366 | -0.01348 | -0.0024492 | -0.01224 | 1.5 | 13.34% | 51.274
7 | 22 | 17 | 30 | 97.326 | 19.848 | 0.013852 | -0.00138 | -0.0011426 | -0.00571 | 1.5 | 13.34% | 77.478
7 | 22 | 18 | 30 | 100 | 10.0055 | 0.00022 | 0 | -2.001e-05 | -0.0001 | 1.5 | 13.34% | 89.9945
7 | 22 | 19 | 30 | 100 | 100 | 0 | 0 | 0 | 0 | 1.5 | 13.34% | 0
7 | 22 | 20 | 30 | 100 | 100 | 0 | 0 | 0 | 0 | 1.5 | 13.34% | 0
7 | 22 | 21 | 30 | 100 | 100 | 0 | 0 | 0 | 0 | 1.5 | 13.34% | 0
7 | 22 | 22 | 30 | 100 | 100 | 0 | 0 | 0 | 0 | 1.5 | 13.34% | 0
7 | 22 | 23 | 30 | 100 | 100 | 0 | 0 | 0 | 0 | 1.5 | 13.34% | 0
7 | 23 | 0 | 30 | 100 | 100 | 0 | 0 | 0 | 0 | 1.5 | 13.34% | 0
7 | 23 | 1 | 30 | 100 | 100 | 0 | 0 | 0 | 0 | 1.5 | 13.34% | 0
7 | 23 | 2 | 30 | 100 | 100 | 0 | 0 | 0 | 0 | 1.5 | 13.34% | 0
7 | 23 | 3 | 30 | 100 | 100 | 0 | 0 | 0 | 0 | 1.5 | 13.34% | 0
7 | 23 | 4 | 30 | 100 | 100 | 0 | 0 | 0 | 0 | 1.5 | 13.34% | 0
7 | 23 | 5 | 30 | 100 | 100 | 0 | 0 | 0 | 0 | 1.5 | 13.34% | 0
7 | 23 | 6 | 30 | 100 | 10.097 | 0.003011 | 0 | -0.00027614 | -0.00138 | 1.5 | 13.34% | 89.903
7 | 23 | 7 | 30 | 97.243 | 79.0325 | 0.035595 | -0.02667 | -0.00081641 | -0.00408 | 1.5 | 13.34% | 18.2105
7 | 23 | 8 | 30 | 75.61 | 63.0855 | 0.088112 | -0.05353 | -0.0012606 | -0.0063 | 1.5 | 13.34% | 12.5245
7 | 23 | 9 | 30 | 35.982 | 31.3503 | 0.13361 | -0.03995 | -0.0014747 | -0.00737 | 1.5 | 13.34% | 4.6317
7 | 23 | 10 | 30 | 11.81 | 9.0139 | 0.17266 | -0.01379 | -0.0016268 | -0.00813 | 1.5 | 13.34% | 2.7961
7 | 23 | 11 | 30 | 0 | 7.1816 | 0.091115 | 0 | -0.0061051 | -0.03051 | 1.5 | 13.34% | 7.1816
7 | 23 | 12 | 30 | 0 | 6.6623 | 0.098413 | 0 | -0.0061471 | -0.03072 | 1.5 | 13.34% | 6.6623
7 | 23 | 13 | 30 | 0.123 | 7.1085 | 0.10506 | -0.00178 | -0.0053107 | -0.02654 | 1.5 | 13.34% | 6.9855
7 | 23 | 14 | 30 | 18.681 | 21.2251 | 0.10347 | -0.01736 | -0.0037959 | -0.01897 | 1.5 | 13.34% | 2.5441
7 | 23 | 15 | 30 | 46.229 | 40.0255 | 0.076101 | -0.0261 | -0.0031136 | -0.01556 | 1.5 | 13.34% | 6.2035
7 | 23 | 16 | 30 | 93.503 | 67.0028 | 0.04977 | -0.03044 | -0.0017409 | -0.0087 | 1.5 | 13.34% | 26.5002
7 | 23 | 17 | 30 | 97.804 | 40.8763 | 0.01473 | -0.00473 | -0.00091646 | -0.00458 | 1.5 | 13.34% | 56.9277
7 | 23 | 18 | 30 | 100 | 10.2621 | 0.00043 | 0 | -4.002e-05 | -0.0002 | 1.5 | 13.34% | 89.7379
7 | 23 | 19 | 30 | 100 | 100 | 0 | 0 | 0 | 0 | 1.5 | 13.34% | 0
7 | 23 | 20 | 30 | 100 | 100 | 0 | 0 | 0 | 0 | 1.5 | 13.34% | 0
7 | 23 | 21 | 30 | 100 | 100 | 0 | 0 | 0 | 0 | 1.5 | 13.34% | 0
7 | 23 | 22 | 30 | 100 | 100 | 0 | 0 | 0 | 0 | 1.5 | 13.34% | 0
7 | 23 | 23 | 30 | 100 | 100 | 0 | 0 | 0 | 0 | 1.5 | 13.34% | 0
7 | 24 | 0 | 30 | 100 | 100 | 0 | 0 | 0 | 0 | 1.5 | 13.34% | 0
7 | 24 | 1 | 30 | 100 | 100 | 0 | 0 | 0 | 0 | 1.5 | 13.34% | 0
7 | 24 | 2 | 30 | 100 | 100 | 0 | 0 | 0 | 0 | 1.5 | 13.34% | 0
7 | 24 | 3 | 30 | 100 | 100 | 0 | 0 | 0 | 0 | 1.5 | 13.34% | 0
7 | 24 | 4 | 30 | 100 | 100 | 0 | 0 | 0 | 0 | 1.5 | 13.34% | 0
7 | 24 | 5 | 30 | 100 | 100 | 0 | 0 | 0 | 0 | 1.5 | 13.34% | 0
7 | 24 | 6 | 30 | 100 | 10.105 | 0.001439 | 0 | -0.00013207 | -0.00066 | 1.5 | 13.34% | 89.895
7 | 24 | 7 | 30 | 97.457 | 41.4183 | 0.02394 | -0.00783 | -0.0014747 | -0.00737 | 1.5 | 13.34% | 56.0387
7 | 24 | 8 | 30 | 75.726 | 38.7922 | 0.052682 | -0.01669 | -0.0026993 | -0.01349 | 1.5 | 13.34% | 36.9338
7 | 24 | 9 | 30 | 35.995 | 20.3896 | 0.074541 | -0.01033 | -0.004044 | -0.02021 | 1.5 | 13.34% | 15.6054
7 | 24 | 10 | 30 | 11.775 | 9.525 | 0.096506 | -0.00386 | -0.0048684 | -0.02433 | 1.5 | 13.34% | 2.25
7 | 24 | 11 | 30 | 0 | 5.2072 | 0.10936 | 0 | -0.0054127 | -0.02705 | 1.5 | 13.34% | 5.2072
7 | 24 | 12 | 30 | 0 | 5.0964 | 0.1136 | 0 | -0.0055088 | -0.02753 | 1.5 | 13.34% | 5.0964
7 | 24 | 13 | 30 | 0.122 | 7.0943 | 0.10543 | -0.00179 | -0.0053127 | -0.02655 | 1.5 | 13.34% | 6.9723
7 | 24 | 14 | 30 | 18.686 | 18.8234 | 0.092191 | -0.01198 | -0.0045223 | -0.0226 | 1.5 | 13.34% | 0.13743
7 | 24 | 15 | 30 | 46.275 | 32.5331 | 0.067453 | -0.01711 | -0.0036478 | -0.01823 | 1.5 | 13.34% | 13.7419
7 | 24 | 16 | 30 | 93.715 | 48.3339 | 0.042953 | -0.0173 | -0.0023332 | -0.01166 | 1.5 | 13.34% | 45.3811
7 | 24 | 17 | 30 | 97.831 | 27.8047 | 0.014643 | -0.00267 | -0.0010965 | -0.00548 | 1.5 | 13.34% | 70.0263
7 | 24 | 18 | 30 | 100 | 10.0793 | 0.000191 | 0 | -1.7489e-05 | -8.74e-05 | 1.5 | 13.34% | 89.9207
7 | 24 | 19 | 30 | 100 | 100 | 0 | 0 | 0 | 0 | 1.5 | 13.34% | 0
7 | 24 | 20 | 30 | 100 | 100 | 0 | 0 | 0 | 0 | 1.5 | 13.34% | 0
7 | 24 | 21 | 30 | 100 | 100 | 0 | 0 | 0 | 0 | 1.5 | 13.34% | 0
7 | 24 | 22 | 30 | 100 | 100 | 0 | 0 | 0 | 0 | 1.5 | 13.34% | 0
7 | 24 | 23 | 30 | 100 | 100 | 0 | 0 | 0 | 0 | 1.5 | 13.34% | 0
7 | 25 | 0 | 30 | 100 | 100 | 0 | 0 | 0 | 0 | 1.5 | 13.34% | 0
7 | 25 | 1 | 30 | 100 | 100 | 0 | 0 | 0 | 0 | 1.5 | 13.34% | 0
7 | 25 | 2 | 30 | 100 | 100 | 0 | 0 | 0 | 0 | 1.5 | 13.34% | 0
7 | 25 | 3 | 30 | 100 | 100 | 0 | 0 | 0 | 0 | 1.5 | 13.34% | 0
7 | 25 | 4 | 30 | 100 | 100 | 0 | 0 | 0 | 0 | 1.5 | 13.34% | 0
7 | 25 | 5 | 30 | 100 | 100 | 0 | 0 | 0 | 0 | 1.5 | 13.34% | 0
7 | 25 | 6 | 30 | 100 | 10.012 | 0.001693 | 0 | -0.00015408 | -0.00077 | 1.5 | 13.34% | 89.988
7 | 25 | 7 | 30 | 97.605 | 46.1384 | 0.024671 | -0.00933 | -0.0014047 | -0.00702 | 1.5 | 13.34% | 51.4666
7 | 25 | 8 | 30 | 75.793 | 41.215 | 0.054465 | -0.01878 | -0.0025973 | -0.01298 | 1.5 | 13.34% | 34.578
7 | 25 | 9 | 30 | 35.992 | 23.2901 | 0.083033 | -0.01492 | -0.0035838 | -0.01791 | 1.5 | 13.34% | 12.7019
7 | 25 | 10 | 30 | 11.814 | 9.5113 | 0.097189 | -0.00393 | -0.0048524 | -0.02425 | 1.5 | 13.34% | 2.3027
7 | 25 | 11 | 30 | 0 | 5.1627 | 0.11001 | 0 | -0.0054007 | -0.02699 | 1.5 | 13.34% | 5.1627
7 | 25 | 12 | 30 | 0 | 5.4338 | 0.11046 | 0 | -0.0056928 | -0.02845 | 1.5 | 13.34% | 5.4338
7 | 25 | 13 | 30 | 0.122 | 6.7788 | 0.11046 | -0.00208 | -0.0050645 | -0.02531 | 1.5 | 13.34% | 6.6568
7 | 25 | 14 | 30 | 18.654 | 19.9946 | 0.09786 | -0.01451 | -0.0042141 | -0.02106 | 1.5 | 13.34% | 1.3406
7 | 25 | 15 | 30 | 46.233 | 38.0898 | 0.074114 | -0.02369 | -0.0032876 | -0.01643 | 1.5 | 13.34% | 8.1432
7 | 25 | 16 | 30 | 93.785 | 51.7502 | 0.044346 | -0.01953 | -0.0022531 | -0.01126 | 1.5 | 13.34% | 42.0348
7 | 25 | 17 | 30 | 98.081 | 31.4566 | 0.014859 | -0.00328 | -0.0010605 | -0.0053 | 1.5 | 13.34% | 66.6244
7 | 25 | 18 | 30 | 100 | 10.0627 | 0.000181 | 0 | -1.6548e-05 | -8.27e-05 | 1.5 | 13.34% | 89.9373
7 | 25 | 19 | 30 | 100 | 100 | 0 | 0 | 0 | 0 | 1.5 | 13.34% | 0
7 | 25 | 20 | 30 | 100 | 100 | 0 | 0 | 0 | 0 | 1.5 | 13.34% | 0
7 | 25 | 21 | 30 | 100 | 100 | 0 | 0 | 0 | 0 | 1.5 | 13.34% | 0
7 | 25 | 22 | 30 | 100 | 100 | 0 | 0 | 0 | 0 | 1.5 | 13.34% | 0
7 | 25 | 23 | 30 | 100 | 100 | 0 | 0 | 0 | 0 | 1.5 | 13.34% | 0
7 | 26 | 0 | 30 | 100 | 100 | 0 | 0 | 0 | 0 | 1.5 | 13.34% | 0
7 | 26 | 1 | 30 | 100 | 100 | 0 | 0 | 0 | 0 | 1.5 | 13.34% | 0
7 | 26 | 2 | 30 | 100 | 100 | 0 | 0 | 0 | 0 | 1.5 | 13.34% | 0
7 | 26 | 3 | 30 | 100 | 100 | 0 | 0 | 0 | 0 | 1.5 | 13.34% | 0
7 | 26 | 4 | 30 | 100 | 100 | 0 | 0 | 0 | 0 | 1.5 | 13.34% | 0
7 | 26 | 5 | 30 | 100 | 100 | 0 | 0 | 0 | 0 | 1.5 | 13.34% | 0
7 | 26 | 6 | 30 | 100 | 10.0951 | 0.001353 | 0 | -0.00012406 | -0.00062 | 1.5 | 13.34% | 89.9049
7 | 26 | 7 | 30 | 97.886 | 40.8355 | 0.023973 | -0.00769 | -0.0014907 | -0.00745 | 1.5 | 13.34% | 57.0505
7 | 26 | 8 | 30 | 75.815 | 42.1567 | 0.055242 | -0.01965 | -0.0025593 | -0.01279 | 1.5 | 13.34% | 33.6583
7 | 26 | 9 | 30 | 35.985 | 22.6494 | 0.081327 | -0.01387 | -0.0037099 | -0.01854 | 1.5 | 13.34% | 13.3356
7 | 26 | 10 | 30 | 11.794 | 9.4936 | 0.098812 | -0.00414 | -0.0047864 | -0.02392 | 1.5 | 13.34% | 2.3004
7 | 26 | 11 | 30 | 0 | 4.8079 | 0.11376 | 0 | -0.0052186 | -0.02608 | 1.5 | 13.34% | 4.8079
7 | 26 | 12 | 30 | 0 | 4.8328 | 0.11676 | 0 | -0.0053827 | -0.0269 | 1.5 | 13.34% | 4.8328
7 | 26 | 13 | 30 | 0.12 | 6.6502 | 0.11272 | -0.00221 | -0.0049565 | -0.02477 | 1.5 | 13.34% | 6.5302
7 | 26 | 14 | 30 | 18.697 | 19.2534 | 0.094597 | -0.01293 | -0.0044302 | -0.02214 | 1.5 | 13.34% | 0.55645
7 | 26 | 15 | 30 | 46.294 | 36.2027 | 0.07203 | -0.0214 | -0.0034337 | -0.01716 | 1.5 | 13.34% | 10.0913
7 | 26 | 16 | 30 | 94.069 | 48.0165 | 0.043048 | -0.01719 | -0.0023512 | -0.01175 | 1.5 | 13.34% | 46.0525
7 | 26 | 17 | 30 | 98.34 | 26.6974 | 0.014691 | -0.00251 | -0.0011146 | -0.00557 | 1.5 | 13.34% | 71.6426
7 | 26 | 18 | 30 | 100 | 10.0625 | 0.000174 | 0 | -1.5908e-05 | -7.95e-05 | 1.5 | 13.34% | 89.9375
7 | 26 | 19 | 30 | 100 | 100 | 0 | 0 | 0 | 0 | 1.5 | 13.34% | 0
7 | 26 | 20 | 30 | 100 | 100 | 0 | 0 | 0 | 0 | 1.5 | 13.34% | 0
7 | 26 | 21 | 30 | 100 | 100 | 0 | 0 | 0 | 0 | 1.5 | 13.34% | 0
7 | 26 | 22 | 30 | 100 | 100 | 0 | 0 | 0 | 0 | 1.5 | 13.34% | 0
7 | 26 | 23 | 30 | 100 | 100 | 0 | 0 | 0 | 0 | 1.5 | 13.34% | 0
7 | 27 | 0 | 30 | 100 | 100 | 0 | 0 | 0 | 0 | 1.5 | 13.34% | 0
7 | 27 | 1 | 30 | 100 | 100 | 0 | 0 | 0 | 0 | 1.5 | 13.34% | 0
7 | 27 | 2 | 30 | 100 | 100 | 0 | 0 | 0 | 0 | 1.5 | 13.34% | 0
7 | 27 | 3 | 30 | 100 | 100 | 0 | 0 | 0 | 0 | 1.5 | 13.34% | 0
7 | 27 | 4 | 30 | 100 | 100 | 0 | 0 | 0 | 0 | 1.5 | 13.34% | 0
7 | 27 | 5 | 30 | 100 | 100 | 0 | 0 | 0 | 0 | 1.5 | 13.34% | 0
7 | 27 | 6 | 30 | 100 | 10.145 | 0.001738 | 0 | -0.00016008 | -0.0008 | 1.5 | 13.34% | 89.855
7 | 27 | 7 | 30 | 98.067 | 56.0093 | 0.026068 | -0.01269 | -0.0012246 | -0.00612 | 1.5 | 13.34% | 42.0577
7 | 27 | 8 | 30 | 75.872 | 50.2831 | 0.061278 | -0.02767 | -0.002091 | -0.01045 | 1.5 | 13.34% | 25.5889
7 | 27 | 9 | 30 | 35.959 | 26.3112 | 0.092974 | -0.02078 | -0.0029155 | -0.01457 | 1.5 | 13.34% | 9.6478
7 | 27 | 10 | 30 | 11.761 | 9.2633 | 0.11794 | -0.00704 | -0.0035558 | -0.01777 | 1.5 | 13.34% | 2.4977
7 | 27 | 11 | 30 | 0 | 3.2619 | 0.13081 | 0 | -0.0041321 | -0.02065 | 1.5 | 13.34% | 3.2619
7 | 27 | 12 | 30 | 0 | 3.435 | 0.1325 | 0 | -0.0044002 | -0.02199 | 1.5 | 13.34% | 3.435
7 | 27 | 13 | 30 | 0.119 | 5.9217 | 0.1254 | -0.00303 | -0.0041501 | -0.02074 | 1.5 | 13.34% | 5.8027
7 | 27 | 14 | 30 | 18.679 | 21.8368 | 0.10762 | -0.01911 | -0.0036038 | -0.01801 | 1.5 | 13.34% | 3.1578
7 | 27 | 15 | 30 | 46.218 | 44.6474 | 0.082808 | -0.03307 | -0.0026973 | -0.01348 | 1.5 | 13.34% | 1.5706
7 | 27 | 16 | 30 | 94.097 | 64.0821 | 0.049275 | -0.0285 | -0.0018749 | -0.00937 | 1.5 | 13.34% | 30.0149
7 | 27 | 17 | 30 | 98.615 | 38.5733 | 0.015141 | -0.00449 | -0.00097449 | -0.00487 | 1.5 | 13.34% | 60.0417
7 | 27 | 18 | 30 | 100 | 10.0468 | 0.000176 | 0 | -1.6068e-05 | -8.03e-05 | 1.5 | 13.34% | 89.9532
7 | 27 | 19 | 30 | 100 | 100 | 0 | 0 | 0 | 0 | 1.5 | 13.34% | 0
7 | 27 | 20 | 30 | 100 | 100 | 0 | 0 | 0 | 0 | 1.5 | 13.34% | 0
7 | 27 | 21 | 30 | 100 | 100 | 0 | 0 | 0 | 0 | 1.5 | 13.34% | 0
7 | 27 | 22 | 30 | 100 | 100 | 0 | 0 | 0 | 0 | 1.5 | 13.34% | 0
7 | 27 | 23 | 30 | 100 | 100 | 0 | 0 | 0 | 0 | 1.5 | 13.34% | 0
7 | 28 | 0 | 30 | 100 | 100 | 0 | 0 | 0 | 0 | 1.5 | 13.34% | 0
7 | 28 | 1 | 30 | 100 | 100 | 0 | 0 | 0 | 0 | 1.5 | 13.34% | 0
7 | 28 | 2 | 30 | 100 | 100 | 0 | 0 | 0 | 0 | 1.5 | 13.34% | 0
7 | 28 | 3 | 30 | 100 | 100 | 0 | 0 | 0 | 0 | 1.5 | 13.34% | 0
7 | 28 | 4 | 30 | 100 | 100 | 0 | 0 | 0 | 0 | 1.5 | 13.34% | 0
7 | 28 | 5 | 30 | 100 | 100 | 0 | 0 | 0 | 0 | 1.5 | 13.34% | 0
7 | 28 | 6 | 30 | 100 | 10.1433 | 0.00176 | 0 | -0.00016208 | -0.00081 | 1.5 | 13.34% | 89.8567
7 | 28 | 7 | 30 | 98.226 | 62.62 | 0.026925 | -0.0151 | -0.0010825 | -0.00541 | 1.5 | 13.34% | 35.606
7 | 28 | 8 | 30 | 75.801 | 55.7627 | 0.065773 | -0.03404 | -0.0016928 | -0.00846 | 1.5 | 13.34% | 20.0383
7 | 28 | 9 | 30 | 35.973 | 29.2878 | 0.10415 | -0.02788 | -0.002029 | -0.01014 | 1.5 | 13.34% | 6.6852
7 | 28 | 10 | 30 | 11.794 | 9.1303 | 0.13148 | -0.00924 | -0.0025333 | -0.01266 | 1.5 | 13.34% | 2.6637
7 | 28 | 11 | 30 | 0 | 2.0123 | 0.14739 | 0 | -0.0029075 | -0.01453 | 1.5 | 13.34% | 2.0123
7 | 28 | 12 | 30 | 0 | 2.3474 | 0.14683 | 0 | -0.0033677 | -0.01683 | 1.5 | 13.34% | 2.3474
7 | 28 | 13 | 30 | 0.132 | 5.1674 | 0.14044 | -0.00405 | -0.0030495 | -0.01524 | 1.5 | 13.34% | 5.0354
7 | 28 | 14 | 30 | 18.703 | 23.5834 | 0.11779 | -0.02425 | -0.0028554 | -0.01427 | 1.5 | 13.34% | 4.8804
7 | 28 | 15 | 30 | 46.25 | 47.9136 | 0.087585 | -0.03852 | -0.0023292 | -0.01164 | 1.5 | 13.34% | 1.6636
7 | 28 | 16 | 30 | 94.295 | 72.1955 | 0.052654 | -0.03534 | -0.0015528 | -0.00776 | 1.5 | 13.34% | 22.0995
7 | 28 | 17 | 30 | 98.562 | 47.4058 | 0.015198 | -0.00596 | -0.00084442 | -0.00422 | 1.5 | 13.34% | 51.1562
7 | 28 | 18 | 30 | 100 | 10.0808 | 0.000196 | 0 | -1.7949e-05 | -8.97e-05 | 1.5 | 13.34% | 89.9192
7 | 28 | 19 | 30 | 100 | 100 | 0 | 0 | 0 | 0 | 1.5 | 13.34% | 0
7 | 28 | 20 | 30 | 100 | 100 | 0 | 0 | 0 | 0 | 1.5 | 13.34% | 0
7 | 28 | 21 | 30 | 100 | 100 | 0 | 0 | 0 | 0 | 1.5 | 13.34% | 0
7 | 28 | 22 | 30 | 100 | 100 | 0 | 0 | 0 | 0 | 1.5 | 13.34% | 0
7 | 28 | 23 | 30 | 100 | 100 | 0 | 0 | 0 | 0 | 1.5 | 13.34% | 0
7 | 29 | 0 | 30 | 100 | 100 | 0 | 0 | 0 | 0 | 1.5 | 13.34% | 0
7 | 29 | 1 | 30 | 100 | 100 | 0 | 0 | 0 | 0 | 1.5 | 13.34% | 0
7 | 29 | 2 | 30 | 100 | 100 | 0 | 0 | 0 | 0 | 1.5 | 13.34% | 0
7 | 29 | 3 | 30 | 100 | 100 | 0 | 0 | 0 | 0 | 1.5 | 13.34% | 0
7 | 29 | 4 | 30 | 100 | 100 | 0 | 0 | 0 | 0 | 1.5 | 13.34% | 0
7 | 29 | 5 | 30 | 100 | 100 | 0 | 0 | 0 | 0 | 1.5 | 13.34% | 0
7 | 29 | 6 | 30 | 100 | 10.0727 | 0.002296 | 0 | -0.0002101 | -0.00105 | 1.5 | 13.34% | 89.9273
7 | 29 | 7 | 30 | 98.545 | 84.8847 | 0.029574 | -0.02419 | -0.00049425 | -0.00247 | 1.5 | 13.34% | 13.6603
7 | 29 | 8 | 30 | 75.88 | 67.6491 | 0.078231 | -0.052 | -0.00055028 | -0.00275 | 1.5 | 13.34% | 8.2309
7 | 29 | 9 | 30 | 35.982 | 32.643 | 0.12172 | -0.03882 | -0.00068834 | -0.00344 | 1.5 | 13.34% | 3.339
7 | 29 | 10 | 30 | 11.795 | 8.9994 | 0.15437 | -0.01249 | -0.0012866 | -0.00643 | 1.5 | 13.34% | 2.7956
7 | 29 | 11 | 30 | 0 | 0.75585 | 0.17498 | 0 | -0.0013127 | -0.00656 | 1.5 | 13.34% | 0.75585
7 | 29 | 12 | 30 | 0 | 0.73614 | 0.18045 | 0 | -0.0013187 | -0.00659 | 1.5 | 13.34% | 0.73614
7 | 29 | 13 | 30 | 0.12 | 4.2686 | 0.17038 | -0.0059 | -0.0013167 | -0.00658 | 1.5 | 13.34% | 4.1486
7 | 29 | 14 | 30 | 18.697 | 26.4115 | 0.14677 | -0.03712 | -0.0013006 | -0.0065 | 1.5 | 13.34% | 7.7145
7 | 29 | 15 | 30 | 46.361 | 56.3388 | 0.11067 | -0.06047 | -0.0012026 | -0.00601 | 1.5 | 13.34% | 9.9778
7 | 29 | 16 | 30 | 94.513 | 93.1205 | 0.063633 | -0.05844 | -0.00042221 | -0.00211 | 1.5 | 13.34% | 1.3925
7 | 29 | 17 | 30 | 98.878 | 76.9975 | 0.014652 | -0.01063 | -0.00036818 | -0.00184 | 1.5 | 13.34% | 21.8805
7 | 29 | 18 | 30 | 100 | 9.9434 | 0.000354 | 0 | -3.2016e-05 | -0.00016 | 1.5 | 13.34% | 90.0566
7 | 29 | 19 | 30 | 100 | 100 | 0 | 0 | 0 | 0 | 1.5 | 13.34% | 0
7 | 29 | 20 | 30 | 100 | 100 | 0 | 0 | 0 | 0 | 1.5 | 13.34% | 0
7 | 29 | 21 | 30 | 100 | 100 | 0 | 0 | 0 | 0 | 1.5 | 13.34% | 0
7 | 29 | 22 | 30 | 100 | 100 | 0 | 0 | 0 | 0 | 1.5 | 13.34% | 0
7 | 29 | 23 | 30 | 100 | 100 | 0 | 0 | 0 | 0 | 1.5 | 13.34% | 0
7 | 30 | 0 | 30 | 100 | 100 | 0 | 0 | 0 | 0 | 1.5 | 13.34% | 0
7 | 30 | 1 | 30 | 100 | 100 | 0 | 0 | 0 | 0 | 1.5 | 13.34% | 0
7 | 30 | 2 | 30 | 100 | 100 | 0 | 0 | 0 | 0 | 1.5 | 13.34% | 0
7 | 30 | 3 | 30 | 100 | 100 | 0 | 0 | 0 | 0 | 1.5 | 13.34% | 0
7 | 30 | 4 | 30 | 100 | 100 | 0 | 0 | 0 | 0 | 1.5 | 13.34% | 0
7 | 30 | 5 | 30 | 100 | 100 | 0 | 0 | 0 | 0 | 1.5 | 13.34% | 0
7 | 30 | 6 | 30 | 100 | 10.0652 | 0.001291 | 0 | -0.00011806 | -0.00059 | 1.5 | 13.34% | 89.9348
7 | 30 | 7 | 30 | 98.677 | 64.7457 | 0.027442 | -0.01605 | -0.0010425 | -0.00521 | 1.5 | 13.34% | 33.9313
7 | 30 | 8 | 30 | 75.893 | 17.7309 | 0.038426 | -0.00315 | -0.0031116 | -0.01555 | 1.5 | 13.34% | 58.1621
7 | 30 | 9 | 30 | 35.893 | 11.0022 | 0.036462 | -0.00044 | -0.0032176 | -0.01608 | 1.5 | 13.34% | 24.8908
7 | 30 | 10 | 30 | 11.757 | 9.5495 | 0.095979 | -0.00367 | -0.0050165 | -0.02507 | 1.5 | 13.34% | 2.2075
7 | 30 | 11 | 30 | 0 | 5.03 | 0.11252 | 0 | -0.0053887 | -0.02693 | 1.5 | 13.34% | 5.03
7 | 30 | 12 | 30 | 0 | 7.2892 | 0.094042 | 0 | -0.0063892 | -0.03193 | 1.5 | 13.34% | 7.2892
7 | 30 | 13 | 30 | 0.131 | 7.1721 | 0.10564 | -0.00175 | -0.0054367 | -0.02717 | 1.5 | 13.34% | 7.0411
7 | 30 | 14 | 30 | 18.735 | 22.4528 | 0.11175 | -0.02095 | -0.0033817 | -0.0169 | 1.5 | 13.34% | 3.7178
7 | 30 | 15 | 30 | 46.288 | 47.8165 | 0.087916 | -0.03856 | -0.0023532 | -0.01176 | 1.5 | 13.34% | 1.5285
7 | 30 | 16 | 30 | 94.603 | 68.463 | 0.051457 | -0.03233 | -0.0017209 | -0.0086 | 1.5 | 13.34% | 26.14
7 | 30 | 17 | 30 | 99.011 | 19.1927 | 0.013981 | -0.0013 | -0.0011606 | -0.0058 | 1.5 | 13.34% | 79.8183
7 | 30 | 18 | 30 | 100 | 10.0831 | 0.000284 | 0 | -2.6013e-05 | -0.00013 | 1.5 | 13.34% | 89.9169
7 | 30 | 19 | 30 | 100 | 100 | 0 | 0 | 0 | 0 | 1.5 | 13.34% | 0
7 | 30 | 20 | 30 | 100 | 100 | 0 | 0 | 0 | 0 | 1.5 | 13.34% | 0
7 | 30 | 21 | 30 | 100 | 100 | 0 | 0 | 0 | 0 | 1.5 | 13.34% | 0
7 | 30 | 22 | 30 | 100 | 100 | 0 | 0 | 0 | 0 | 1.5 | 13.34% | 0
7 | 30 | 23 | 30 | 100 | 100 | 0 | 0 | 0 | 0 | 1.5 | 13.34% | 0
7 | 31 | 0 | 30 | 100 | 100 | 0 | 0 | 0 | 0 | 1.5 | 13.34% | 0
7 | 31 | 1 | 30 | 100 | 100 | 0 | 0 | 0 | 0 | 1.5 | 13.34% | 0
7 | 31 | 2 | 30 | 100 | 100 | 0 | 0 | 0 | 0 | 1.5 | 13.34% | 0
7 | 31 | 3 | 30 | 100 | 100 | 0 | 0 | 0 | 0 | 1.5 | 13.34% | 0
7 | 31 | 4 | 30 | 100 | 100 | 0 | 0 | 0 | 0 | 1.5 | 13.34% | 0
7 | 31 | 5 | 30 | 100 | 100 | 0 | 0 | 0 | 0 | 1.5 | 13.34% | 0
7 | 31 | 6 | 30 | 100 | 10.113 | 0.002767 | 0 | -0.00025413 | -0.00127 | 1.5 | 13.34% | 89.887
7 | 31 | 7 | 30 | 98.823 | 79.9876 | 0.036954 | -0.0281 | -0.0008104 | -0.00405 | 1.5 | 13.34% | 18.8354
7 | 31 | 8 | 30 | 75.835 | 62.1344 | 0.094493 | -0.0565 | -0.0013647 | -0.00682 | 1.5 | 13.34% | 13.7006
7 | 31 | 9 | 30 | 35.992 | 31.2809 | 0.14467 | -0.0431 | -0.0016408 | -0.0082 | 1.5 | 13.34% | 4.7111
7 | 31 | 10 | 30 | 11.735 | 9.0128 | 0.18457 | -0.0147 | -0.0017749 | -0.00887 | 1.5 | 13.34% | 2.7222
7 | 31 | 11 | 30 | 0 | 4.3834 | 0.11946 | 0 | -0.0050165 | -0.02507 | 1.5 | 13.34% | 4.3834
7 | 31 | 12 | 30 | 0 | 4.3914 | 0.12277 | 0 | -0.0051646 | -0.02581 | 1.5 | 13.34% | 4.3914
7 | 31 | 13 | 30 | 0.135 | 6.6094 | 0.11467 | -0.00228 | -0.0049705 | -0.02484 | 1.5 | 13.34% | 6.4744
7 | 31 | 14 | 30 | 18.702 | 20.4206 | 0.10126 | -0.01569 | -0.0041421 | -0.0207 | 1.5 | 13.34% | 1.7186
7 | 31 | 15 | 30 | 46.321 | 40.3742 | 0.07802 | -0.02709 | -0.0031416 | -0.0157 | 1.5 | 13.34% | 5.9468
7 | 31 | 16 | 30 | 94.885 | 58.6425 | 0.047692 | -0.02466 | -0.002085 | -0.01042 | 1.5 | 13.34% | 36.2425
7 | 31 | 17 | 30 | 99.099 | 35.6301 | 0.015389 | -0.00408 | -0.0010345 | -0.00517 | 1.5 | 13.34% | 63.4689
7 | 31 | 18 | 30 | 100 | 10.0797 | 0.000184 | 0 | -1.6848e-05 | -8.42e-05 | 1.5 | 13.34% | 89.9203
7 | 31 | 19 | 30 | 100 | 100 | 0 | 0 | 0 | 0 | 1.5 | 13.34% | 0
7 | 31 | 20 | 30 | 100 | 100 | 0 | 0 | 0 | 0 | 1.5 | 13.34% | 0
7 | 31 | 21 | 30 | 100 | 100 | 0 | 0 | 0 | 0 | 1.5 | 13.34% | 0
7 | 31 | 22 | 30 | 100 | 100 | 0 | 0 | 0 | 0 | 1.5 | 13.34% | 0
7 | 31 | 23 | 30 | 100 | 100 | 0 | 0 | 0 | 0 | 1.5 | 13.34% | 0
8 | 1 | 0 | 30 | 100 | 100 | 0 | 0 | 0 | 0 | 1.5 | 13.34% | 0
8 | 1 | 1 | 30 | 100 | 100 | 0 | 0 | 0 | 0 | 1.5 | 13.34% | 0
8 | 1 | 2 | 30 | 100 | 100 | 0 | 0 | 0 | 0 | 1.5 | 13.34% | 0
8 | 1 | 3 | 30 | 100 | 100 | 0 | 0 | 0 | 0 | 1.5 | 13.34% | 0
8 | 1 | 4 | 30 | 100 | 100 | 0 | 0 | 0 | 0 | 1.5 | 13.34% | 0
8 | 1 | 5 | 30 | 100 | 100 | 0 | 0 | 0 | 0 | 1.5 | 13.34% | 0
8 | 1 | 6 | 30 | 100 | 10.0676 | 0.001597 | 0 | -0.00014607 | -0.00073 | 1.5 | 13.34% | 89.9324
8 | 1 | 7 | 30 | 99.056 | 42.0903 | 0.02465 | -0.00824 | -0.0015028 | -0.00751 | 1.5 | 13.34% | 56.9657
8 | 1 | 8 | 30 | 75.756 | 39.3738 | 0.054461 | -0.01767 | -0.0027074 | -0.01353 | 1.5 | 13.34% | 36.3822
8 | 1 | 9 | 30 | 35.876 | 23.3006 | 0.084463 | -0.01519 | -0.0036418 | -0.0182 | 1.5 | 13.34% | 12.5754
8 | 1 | 10 | 30 | 11.75 | 9.4176 | 0.10637 | -0.0051 | -0.0044942 | -0.02246 | 1.5 | 13.34% | 2.3324
8 | 1 | 11 | 30 | 0 | 4.3293 | 0.12031 | 0 | -0.0049925 | -0.02495 | 1.5 | 13.34% | 4.3293
8 | 1 | 12 | 30 | 0 | 4.566 | 0.12116 | 0 | -0.0052906 | -0.02644 | 1.5 | 13.34% | 4.566
8 | 1 | 13 | 30 | 0.13 | 7.1564 | 0.10624 | -0.00176 | -0.0054527 | -0.02725 | 1.5 | 13.34% | 7.0264
8 | 1 | 14 | 30 | 18.756 | 19.7496 | 0.0982 | -0.01418 | -0.0043542 | -0.02176 | 1.5 | 13.34% | 0.9936
8 | 1 | 15 | 30 | 46.371 | 37.292 | 0.074333 | -0.02305 | -0.0034017 | -0.017 | 1.5 | 13.34% | 9.079
8 | 1 | 16 | 30 | 94.984 | 55.6726 | 0.046645 | -0.02257 | -0.0021831 | -0.01091 | 1.5 | 13.34% | 39.3114
8 | 1 | 17 | 30 | 99.307 | 34.3209 | 0.015403 | -0.00387 | -0.0010545 | -0.00527 | 1.5 | 13.34% | 64.9861
8 | 1 | 18 | 30 | 100 | 10.0647 | 0.000186 | 0 | -1.7009e-05 | -8.5e-05 | 1.5 | 13.34% | 89.9353
8 | 1 | 19 | 30 | 100 | 100 | 0 | 0 | 0 | 0 | 1.5 | 13.34% | 0
8 | 1 | 20 | 30 | 100 | 100 | 0 | 0 | 0 | 0 | 1.5 | 13.34% | 0
8 | 1 | 21 | 30 | 100 | 100 | 0 | 0 | 0 | 0 | 1.5 | 13.34% | 0
8 | 1 | 22 | 30 | 100 | 100 | 0 | 0 | 0 | 0 | 1.5 | 13.34% | 0
8 | 1 | 23 | 30 | 100 | 100 | 0 | 0 | 0 | 0 | 1.5 | 13.34% | 0
8 | 2 | 0 | 30 | 100 | 100 | 0 | 0 | 0 | 0 | 1.5 | 13.34% | 0
8 | 2 | 1 | 30 | 100 | 100 | 0 | 0 | 0 | 0 | 1.5 | 13.34% | 0
8 | 2 | 2 | 30 | 100 | 100 | 0 | 0 | 0 | 0 | 1.5 | 13.34% | 0
8 | 2 | 3 | 30 | 100 | 100 | 0 | 0 | 0 | 0 | 1.5 | 13.34% | 0
8 | 2 | 4 | 30 | 100 | 100 | 0 | 0 | 0 | 0 | 1.5 | 13.34% | 0
8 | 2 | 5 | 30 | 100 | 100 | 0 | 0 | 0 | 0 | 1.5 | 13.34% | 0
8 | 2 | 6 | 30 | 100 | 10.0281 | 0.002437 | 0 | -0.00022211 | -0.00111 | 1.5 | 13.34% | 89.9719
8 | 2 | 7 | 30 | 99.147 | 90.3841 | 0.031373 | -0.02772 | -0.00033417 | -0.00167 | 1.5 | 13.34% | 8.7629
8 | 2 | 8 | 30 | 75.698 | 62.9646 | 0.084185 | -0.05121 | -0.0011026 | -0.00551 | 1.5 | 13.34% | 12.7334
8 | 2 | 9 | 30 | 35.82 | 31.5321 | 0.12975 | -0.03916 | -0.0013327 | -0.00666 | 1.5 | 13.34% | 4.2879
8 | 2 | 10 | 30 | 11.737 | 9 | 0.16438 | -0.01325 | -0.0014167 | -0.00708 | 1.5 | 13.34% | 2.737
8 | 2 | 11 | 30 | 0 | 0.7799 | 0.18488 | 0 | -0.0014307 | -0.00715 | 1.5 | 13.34% | 0.7799
8 | 2 | 12 | 30 | 0 | 0.75644 | 0.18977 | 0 | -0.0014247 | -0.00712 | 1.5 | 13.34% | 0.75644
8 | 2 | 13 | 30 | 0.138 | 4.2773 | 0.17945 | -0.00619 | -0.0014247 | -0.00712 | 1.5 | 13.34% | 4.1393
8 | 2 | 14 | 30 | 18.796 | 26.3783 | 0.154 | -0.03886 | -0.0013947 | -0.00697 | 1.5 | 13.34% | 7.5823
8 | 2 | 15 | 30 | 46.396 | 56.258 | 0.11556 | -0.06302 | -0.0012746 | -0.00637 | 1.5 | 13.34% | 9.862
8 | 2 | 16 | 30 | 95.12 | 94.9173 | 0.066208 | -0.06225 | -0.00030415 | -0.00152 | 1.5 | 13.34% | 0.2027
8 | 2 | 17 | 30 | 99.507 | 80.3589 | 0.015234 | -0.01165 | -0.00032816 | -0.00164 | 1.5 | 13.34% | 19.1481
8 | 2 | 18 | 30 | 100 | 10.0831 | 0.000284 | 0 | -2.6013e-05 | -0.00013 | 1.5 | 13.34% | 89.9169
8 | 2 | 19 | 30 | 100 | 100 | 0 | 0 | 0 | 0 | 1.5 | 13.34% | 0
8 | 2 | 20 | 30 | 100 | 100 | 0 | 0 | 0 | 0 | 1.5 | 13.34% | 0
8 | 2 | 21 | 30 | 100 | 100 | 0 | 0 | 0 | 0 | 1.5 | 13.34% | 0
8 | 2 | 22 | 30 | 100 | 100 | 0 | 0 | 0 | 0 | 1.5 | 13.34% | 0
8 | 2 | 23 | 30 | 100 | 100 | 0 | 0 | 0 | 0 | 1.5 | 13.34% | 0
8 | 3 | 0 | 30 | 100 | 100 | 0 | 0 | 0 | 0 | 1.5 | 13.34% | 0
8 | 3 | 1 | 30 | 100 | 100 | 0 | 0 | 0 | 0 | 1.5 | 13.34% | 0
8 | 3 | 2 | 30 | 100 | 100 | 0 | 0 | 0 | 0 | 1.5 | 13.34% | 0
8 | 3 | 3 | 30 | 100 | 100 | 0 | 0 | 0 | 0 | 1.5 | 13.34% | 0
8 | 3 | 4 | 30 | 100 | 100 | 0 | 0 | 0 | 0 | 1.5 | 13.34% | 0
8 | 3 | 5 | 30 | 100 | 100 | 0 | 0 | 0 | 0 | 1.5 | 13.34% | 0
8 | 3 | 6 | 30 | 100 | 10.0312 | 0.002568 | 0 | -0.00023412 | -0.00117 | 1.5 | 13.34% | 89.9688
8 | 3 | 7 | 30 | 99.364 | 93.0629 | 0.032203 | -0.02949 | -0.00024812 | -0.00124 | 1.5 | 13.34% | 6.3011
8 | 3 | 8 | 30 | 75.606 | 62.8499 | 0.086662 | -0.05259 | -0.0011526 | -0.00576 | 1.5 | 13.34% | 12.7561
8 | 3 | 9 | 30 | 35.817 | 31.5047 | 0.1328 | -0.04002 | -0.0013827 | -0.00691 | 1.5 | 13.34% | 4.3123
8 | 3 | 10 | 30 | 11.739 | 9.0039 | 0.16789 | -0.01352 | -0.0014647 | -0.00732 | 1.5 | 13.34% | 2.7351
8 | 3 | 11 | 30 | 0 | 0.78803 | 0.18836 | 0 | -0.0014727 | -0.00736 | 1.5 | 13.34% | 0.78803
8 | 3 | 12 | 30 | 0 | 0.76593 | 0.19349 | 0 | -0.0014707 | -0.00735 | 1.5 | 13.34% | 0.76593
8 | 3 | 13 | 30 | 0.149 | 4.2869 | 0.18259 | -0.0063 | -0.0014647 | -0.00732 | 1.5 | 13.34% | 4.1379
8 | 3 | 14 | 30 | 18.83 | 26.3593 | 0.15672 | -0.0395 | -0.0014327 | -0.00716 | 1.5 | 13.34% | 7.5293
8 | 3 | 15 | 30 | 46.413 | 56.2067 | 0.11742 | -0.06396 | -0.0013047 | -0.00652 | 1.5 | 13.34% | 9.7937
8 | 3 | 16 | 30 | 95.279 | 85.9332 | 0.068363 | -0.05689 | -0.0009985 | -0.00499 | 1.5 | 13.34% | 9.3458
8 | 3 | 17 | 30 | 99.491 | 81.5557 | 0.015372 | -0.01197 | -0.00031216 | -0.00156 | 1.5 | 13.34% | 17.9353
8 | 3 | 18 | 30 | 100 | 10.0558 | 0.000219 | 0 | -2.001e-05 | -0.0001 | 1.5 | 13.34% | 89.9442
8 | 3 | 19 | 30 | 100 | 100 | 0 | 0 | 0 | 0 | 1.5 | 13.34% | 0
8 | 3 | 20 | 30 | 100 | 100 | 0 | 0 | 0 | 0 | 1.5 | 13.34% | 0
8 | 3 | 21 | 30 | 100 | 100 | 0 | 0 | 0 | 0 | 1.5 | 13.34% | 0
8 | 3 | 22 | 30 | 100 | 100 | 0 | 0 | 0 | 0 | 1.5 | 13.34% | 0
8 | 3 | 23 | 30 | 100 | 100 | 0 | 0 | 0 | 0 | 1.5 | 13.34% | 0
8 | 4 | 0 | 30 | 100 | 100 | 0 | 0 | 0 | 0 | 1.5 | 13.34% | 0
8 | 4 | 1 | 30 | 100 | 100 | 0 | 0 | 0 | 0 | 1.5 | 13.34% | 0
8 | 4 | 2 | 30 | 100 | 100 | 0 | 0 | 0 | 0 | 1.5 | 13.34% | 0
8 | 4 | 3 | 30 | 100 | 100 | 0 | 0 | 0 | 0 | 1.5 | 13.34% | 0
8 | 4 | 4 | 30 | 100 | 100 | 0 | 0 | 0 | 0 | 1.5 | 13.34% | 0
8 | 4 | 5 | 30 | 100 | 100 | 0 | 0 | 0 | 0 | 1.5 | 13.34% | 0
8 | 4 | 6 | 30 | 100 | 10.1682 | 0.001084 | 0 | -0.00010005 | -0.0005 | 1.5 | 13.34% | 89.8318
8 | 4 | 7 | 30 | 99.442 | 37.4166 | 0.024113 | -0.00685 | -0.0015808 | -0.0079 | 1.5 | 13.34% | 62.0254
8 | 4 | 8 | 30 | 75.507 | 37.0597 | 0.053233 | -0.01585 | -0.0028294 | -0.01414 | 1.5 | 13.34% | 38.4473
8 | 4 | 9 | 30 | 35.755 | 19.8196 | 0.074783 | -0.00977 | -0.0042161 | -0.02107 | 1.5 | 13.34% | 15.9354
8 | 4 | 10 | 30 | 11.681 | 9.5914 | 0.09351 | -0.00323 | -0.0052366 | -0.02617 | 1.5 | 13.34% | 2.0896
8 | 4 | 11 | 30 | 0 | 7.8628 | 0.087373 | 0 | -0.0063692 | -0.03183 | 1.5 | 13.34% | 7.8628
8 | 4 | 12 | 30 | 0 | 7.2011 | 0.095859 | 0 | -0.0064392 | -0.03218 | 1.5 | 13.34% | 7.2011
8 | 4 | 13 | 30 | 0.149 | 7.6222 | 0.099926 | -0.00138 | -0.0057949 | -0.02896 | 1.5 | 13.34% | 7.4732
8 | 4 | 14 | 30 | 18.841 | 15.9955 | 0.081594 | -0.00707 | -0.0051566 | -0.02577 | 1.5 | 13.34% | 2.8455
8 | 4 | 15 | 30 | 46.563 | 27.0529 | 0.062587 | -0.01188 | -0.003976 | -0.01987 | 1.5 | 13.34% | 19.5101
8 | 4 | 16 | 30 | 95.43 | 35.1091 | 0.038674 | -0.01005 | -0.0026113 | -0.01305 | 1.5 | 13.34% | 60.3209
8 | 4 | 17 | 30 | 99.681 | 17.5917 | 0.01374 | -0.00105 | -0.0011626 | -0.00581 | 1.5 | 13.34% | 82.0893
8 | 4 | 18 | 30 | 100 | 10.05 | 0.000188 | 0 | -1.7169e-05 | -8.58e-05 | 1.5 | 13.34% | 89.95
8 | 4 | 19 | 30 | 100 | 100 | 0 | 0 | 0 | 0 | 1.5 | 13.34% | 0
8 | 4 | 20 | 30 | 100 | 100 | 0 | 0 | 0 | 0 | 1.5 | 13.34% | 0
8 | 4 | 21 | 30 | 100 | 100 | 0 | 0 | 0 | 0 | 1.5 | 13.34% | 0
8 | 4 | 22 | 30 | 100 | 100 | 0 | 0 | 0 | 0 | 1.5 | 13.34% | 0
8 | 4 | 23 | 30 | 100 | 100 | 0 | 0 | 0 | 0 | 1.5 | 13.34% | 0
8 | 5 | 0 | 30 | 100 | 100 | 0 | 0 | 0 | 0 | 1.5 | 13.34% | 0
8 | 5 | 1 | 30 | 100 | 100 | 0 | 0 | 0 | 0 | 1.5 | 13.34% | 0
8 | 5 | 2 | 30 | 100 | 100 | 0 | 0 | 0 | 0 | 1.5 | 13.34% | 0
8 | 5 | 3 | 30 | 100 | 100 | 0 | 0 | 0 | 0 | 1.5 | 13.34% | 0
8 | 5 | 4 | 30 | 100 | 100 | 0 | 0 | 0 | 0 | 1.5 | 13.34% | 0
8 | 5 | 5 | 30 | 100 | 100 | 0 | 0 | 0 | 0 | 1.5 | 13.34% | 0
8 | 5 | 6 | 30 | 100 | 10.1372 | 0.001674 | 0 | -0.00015408 | -0.00077 | 1.5 | 13.34% | 89.8628
8 | 5 | 7 | 30 | 99.577 | 51.6762 | 0.026633 | -0.01169 | -0.0013667 | -0.00683 | 1.5 | 13.34% | 47.9008
8 | 5 | 8 | 30 | 75.402 | 44.1602 | 0.058786 | -0.02236 | -0.0024972 | -0.01248 | 1.5 | 13.34% | 31.2418
8 | 5 | 9 | 30 | 35.757 | 23.4989 | 0.086047 | -0.01572 | -0.0036438 | -0.01821 | 1.5 | 13.34% | 12.2581
8 | 5 | 10 | 30 | 11.648 | 9.4548 | 0.10394 | -0.00463 | -0.0047484 | -0.02373 | 1.5 | 13.34% | 2.1932
8 | 5 | 11 | 30 | 0 | 4.9207 | 0.11524 | 0 | -0.0054047 | -0.02701 | 1.5 | 13.34% | 4.9207
8 | 5 | 12 | 30 | 0 | 4.7431 | 0.12037 | 0 | -0.0054507 | -0.02724 | 1.5 | 13.34% | 4.7431
8 | 5 | 13 | 30 | 0.16 | 6.5304 | 0.11729 | -0.00239 | -0.0049465 | -0.02472 | 1.5 | 13.34% | 6.3704
8 | 5 | 14 | 30 | 18.885 | 19.6123 | 0.098364 | -0.01399 | -0.0044322 | -0.02215 | 1.5 | 13.34% | 0.72733
8 | 5 | 15 | 30 | 46.596 | 35.727 | 0.073018 | -0.02128 | -0.0035418 | -0.0177 | 1.5 | 13.34% | 10.869
8 | 5 | 16 | 30 | 95.605 | 48.1196 | 0.044023 | -0.01763 | -0.0023992 | -0.01199 | 1.5 | 13.34% | 47.4854
8 | 5 | 17 | 30 | 99.811 | 32.3348 | 0.015473 | -0.00356 | -0.0010905 | -0.00545 | 1.5 | 13.34% | 67.4762
8 | 5 | 18 | 30 | 100 | 10.0951 | 0.000182 | 0 | -1.6688e-05 | -8.34e-05 | 1.5 | 13.34% | 89.9049
8 | 5 | 19 | 30 | 100 | 100 | 0 | 0 | 0 | 0 | 1.5 | 13.34% | 0
8 | 5 | 20 | 30 | 100 | 100 | 0 | 0 | 0 | 0 | 1.5 | 13.34% | 0
8 | 5 | 21 | 30 | 100 | 100 | 0 | 0 | 0 | 0 | 1.5 | 13.34% | 0
8 | 5 | 22 | 30 | 100 | 100 | 0 | 0 | 0 | 0 | 1.5 | 13.34% | 0
8 | 5 | 23 | 30 | 100 | 100 | 0 | 0 | 0 | 0 | 1.5 | 13.34% | 0
8 | 6 | 0 | 30 | 100 | 100 | 0 | 0 | 0 | 0 | 1.5 | 13.34% | 0
8 | 6 | 1 | 30 | 100 | 100 | 0 | 0 | 0 | 0 | 1.5 | 13.34% | 0
8 | 6 | 2 | 30 | 100 | 100 | 0 | 0 | 0 | 0 | 1.5 | 13.34% | 0
8 | 6 | 3 | 30 | 100 | 100 | 0 | 0 | 0 | 0 | 1.5 | 13.34% | 0
8 | 6 | 4 | 30 | 100 | 100 | 0 | 0 | 0 | 0 | 1.5 | 13.34% | 0
8 | 6 | 5 | 30 | 100 | 100 | 0 | 0 | 0 | 0 | 1.5 | 13.34% | 0
8 | 6 | 6 | 30 | 100 | 10.2005 | 0.000735 | 0 | -6.8034e-05 | -0.00034 | 1.5 | 13.34% | 89.7995
8 | 6 | 7 | 30 | 99.578 | 13.4839 | 0.016538 | -0.00057 | -0.0014627 | -0.00731 | 1.5 | 13.34% | 86.0941
8 | 6 | 8 | 30 | 75.34 | 13.5331 | 0.032671 | -0.0012 | -0.0028374 | -0.01418 | 1.5 | 13.34% | 61.8069
8 | 6 | 9 | 30 | 35.703 | 11.5899 | 0.046894 | -0.00092 | -0.004046 | -0.02022 | 1.5 | 13.34% | 24.1131
8 | 6 | 10 | 30 | 11.658 | 10.0054 | 0.054585 | -0.00026 | -0.0047284 | -0.02363 | 1.5 | 13.34% | 1.6526
8 | 6 | 11 | 30 | 0 | 9.4549 | 0.061896 | 0 | -0.0053467 | -0.02672 | 1.5 | 13.34% | 9.4549
8 | 6 | 12 | 30 | 0 | 9.4919 | 0.061468 | 0 | -0.0053287 | -0.02663 | 1.5 | 13.34% | 9.4919
8 | 6 | 13 | 30 | 0.172 | 9.6995 | 0.059977 | -0.00013 | -0.0051846 | -0.02591 | 1.5 | 13.34% | 9.5275
8 | 6 | 14 | 30 | 18.907 | 11.178 | 0.05327 | -0.00084 | -0.0046003 | -0.02299 | 1.5 | 13.34% | 7.729
8 | 6 | 15 | 30 | 46.625 | 13.1336 | 0.041413 | -0.00138 | -0.0035878 | -0.01793 | 1.5 | 13.34% | 33.4914
8 | 6 | 16 | 30 | 95.712 | 14.4365 | 0.026393 | -0.00117 | -0.0023072 | -0.01153 | 1.5 | 13.34% | 81.2755
8 | 6 | 17 | 30 | 99.974 | 12.1358 | 0.011029 | -0.00023 | -0.00098849 | -0.00494 | 1.5 | 13.34% | 87.8382
8 | 6 | 18 | 30 | 100 | 10.0941 | 0.000189 | 0 | -1.7329e-05 | -8.66e-05 | 1.5 | 13.34% | 89.9059
8 | 6 | 19 | 30 | 100 | 100 | 0 | 0 | 0 | 0 | 1.5 | 13.34% | 0
8 | 6 | 20 | 30 | 100 | 100 | 0 | 0 | 0 | 0 | 1.5 | 13.34% | 0
8 | 6 | 21 | 30 | 100 | 100 | 0 | 0 | 0 | 0 | 1.5 | 13.34% | 0
8 | 6 | 22 | 30 | 100 | 100 | 0 | 0 | 0 | 0 | 1.5 | 13.34% | 0
8 | 6 | 23 | 30 | 100 | 100 | 0 | 0 | 0 | 0 | 1.5 | 13.34% | 0
8 | 7 | 0 | 30 | 100 | 100 | 0 | 0 | 0 | 0 | 1.5 | 13.34% | 0
8 | 7 | 1 | 30 | 100 | 100 | 0 | 0 | 0 | 0 | 1.5 | 13.34% | 0
8 | 7 | 2 | 30 | 100 | 100 | 0 | 0 | 0 | 0 | 1.5 | 13.34% | 0
8 | 7 | 3 | 30 | 100 | 100 | 0 | 0 | 0 | 0 | 1.5 | 13.34% | 0
8 | 7 | 4 | 30 | 100 | 100 | 0 | 0 | 0 | 0 | 1.5 | 13.34% | 0
8 | 7 | 5 | 30 | 100 | 100 | 0 | 0 | 0 | 0 | 1.5 | 13.34% | 0
8 | 7 | 6 | 30 | 100 | 10.0369 | 0.000702 | 0 | -6.4032e-05 | -0.00032 | 1.5 | 13.34% | 89.9631
8 | 7 | 7 | 30 | 99.865 | 24.0386 | 0.021382 | -0.00306 | -0.0016768 | -0.00838 | 1.5 | 13.34% | 75.8264
8 | 7 | 8 | 30 | 75.305 | 25.114 | 0.044808 | -0.0073 | -0.0031596 | -0.01579 | 1.5 | 13.34% | 50.191
8 | 7 | 9 | 30 | 35.636 | 17.1374 | 0.067786 | -0.00635 | -0.0044962 | -0.02247 | 1.5 | 13.34% | 18.4986
8 | 7 | 10 | 30 | 11.585 | 9.6279 | 0.092014 | -0.00298 | -0.0053627 | -0.0268 | 1.5 | 13.34% | 1.9571
8 | 7 | 11 | 30 | 0 | 5.2447 | 0.11247 | 0 | -0.0056048 | -0.02801 | 1.5 | 13.34% | 5.2447
8 | 7 | 12 | 30 | 0 | 4.5221 | 0.12335 | 0 | -0.0053367 | -0.02667 | 1.5 | 13.34% | 4.5221
8 | 7 | 13 | 30 | 0.177 | 6.7443 | 0.10936 | -0.00157 | -0.0054387 | -0.02718 | 1.5 | 13.34% | 6.5673
8 | 7 | 14 | 30 | 18.95 | 19.9369 | 0.10039 | -0.01479 | -0.0043562 | -0.02177 | 1.5 | 13.34% | 0.98691
8 | 7 | 15 | 30 | 46.715 | 38.2042 | 0.076412 | -0.02453 | -0.0033737 | -0.01686 | 1.5 | 13.34% | 8.5108
8 | 7 | 16 | 30 | 95.846 | 48.5392 | 0.044343 | -0.01796 | -0.0023992 | -0.01199 | 1.5 | 13.34% | 47.3068
8 | 7 | 17 | 30 | 99.909 | 29.1212 | 0.015288 | -0.003 | -0.0011246 | -0.00562 | 1.5 | 13.34% | 70.7878
8 | 7 | 18 | 30 | 100 | 10.0797 | 0.000184 | 0 | -1.6848e-05 | -8.42e-05 | 1.5 | 13.34% | 89.9203
8 | 7 | 19 | 30 | 100 | 100 | 0 | 0 | 0 | 0 | 1.5 | 13.34% | 0
8 | 7 | 20 | 30 | 100 | 100 | 0 | 0 | 0 | 0 | 1.5 | 13.34% | 0
8 | 7 | 21 | 30 | 100 | 100 | 0 | 0 | 0 | 0 | 1.5 | 13.34% | 0
8 | 7 | 22 | 30 | 100 | 100 | 0 | 0 | 0 | 0 | 1.5 | 13.34% | 0
8 | 7 | 23 | 30 | 100 | 100 | 0 | 0 | 0 | 0 | 1.5 | 13.34% | 0
8 | 8 | 0 | 30 | 100 | 100 | 0 | 0 | 0 | 0 | 1.5 | 13.34% | 0
8 | 8 | 1 | 30 | 100 | 100 | 0 | 0 | 0 | 0 | 1.5 | 13.34% | 0
8 | 8 | 2 | 30 | 100 | 100 | 0 | 0 | 0 | 0 | 1.5 | 13.34% | 0
8 | 8 | 3 | 30 | 100 | 100 | 0 | 0 | 0 | 0 | 1.5 | 13.34% | 0
8 | 8 | 4 | 30 | 100 | 100 | 0 | 0 | 0 | 0 | 1.5 | 13.34% | 0
8 | 8 | 5 | 30 | 100 | 100 | 0 | 0 | 0 | 0 | 1.5 | 13.34% | 0
8 | 8 | 6 | 30 | 100 | 10.0814 | 0.008565 | 0 | -0.00078439 | -0.00392 | 1.5 | 13.34% | 89.9186
8 | 8 | 7 | 30 | 99.863 | 72.2002 | 0.030154 | -0.0202 | -0.00091246 | -0.00456 | 1.5 | 13.34% | 27.6628
8 | 8 | 8 | 30 | 75.147 | 57.1637 | 0.070612 | -0.03788 | -0.0015808 | -0.0079 | 1.5 | 13.34% | 17.9833
8 | 8 | 9 | 30 | 35.524 | 16.2505 | 0.065516 | -0.00535 | -0.0045563 | -0.02277 | 1.5 | 13.34% | 19.2735
8 | 8 | 10 | 30 | 11.511 | 10.0322 | 0.048036 | -0.00018 | -0.0042161 | -0.02107 | 1.5 | 13.34% | 1.4788
8 | 8 | 11 | 30 | 0 | 9.696 | 0.049148 | 0 | -0.0043442 | -0.02171 | 1.5 | 13.34% | 9.696
8 | 8 | 12 | 30 | 0 | 10.0746 | 0.022956 | 0 | -0.002101 | -0.0105 | 1.5 | 13.34% | 10.0746
8 | 8 | 13 | 30 | 0.193 | 10.0165 | 0.031132 | -7.73e-06 | -0.0028274 | -0.01413 | 1.5 | 13.34% | 9.8235
8 | 8 | 14 | 30 | 19.044 | 16.6862 | 0.08523 | -0.00827 | -0.0051005 | -0.02549 | 1.5 | 13.34% | 2.3578
8 | 8 | 15 | 30 | 46.816 | 13.1909 | 0.047106 | -0.0016 | -0.004076 | -0.02037 | 1.5 | 13.34% | 33.6251
8 | 8 | 16 | 30 | 95.91 | 73.7899 | 0.055071 | -0.03798 | -0.0015288 | -0.00764 | 1.5 | 13.34% | 22.1201
8 | 8 | 17 | 30 | 100 | 71.7056 | 0.021333 | -0.01417 | -0.00065633 | -0.00328 | 1.5 | 13.34% | 28.2944
8 | 8 | 18 | 30 | 100 | 10.1985 | 0.0008 | 0 | -7.4037e-05 | -0.00037 | 1.5 | 13.34% | 89.8015
8 | 8 | 19 | 30 | 100 | 100 | 0 | 0 | 0 | 0 | 1.5 | 13.34% | 0
8 | 8 | 20 | 30 | 100 | 100 | 0 | 0 | 0 | 0 | 1.5 | 13.34% | 0
8 | 8 | 21 | 30 | 100 | 100 | 0 | 0 | 0 | 0 | 1.5 | 13.34% | 0
8 | 8 | 22 | 30 | 100 | 100 | 0 | 0 | 0 | 0 | 1.5 | 13.34% | 0
8 | 8 | 23 | 30 | 100 | 100 | 0 | 0 | 0 | 0 | 1.5 | 13.34% | 0
8 | 9 | 0 | 30 | 100 | 100 | 0 | 0 | 0 | 0 | 1.5 | 13.34% | 0
8 | 9 | 1 | 30 | 100 | 100 | 0 | 0 | 0 | 0 | 1.5 | 13.34% | 0
8 | 9 | 2 | 30 | 100 | 100 | 0 | 0 | 0 | 0 | 1.5 | 13.34% | 0
8 | 9 | 3 | 30 | 100 | 100 | 0 | 0 | 0 | 0 | 1.5 | 13.34% | 0
8 | 9 | 4 | 30 | 100 | 100 | 0 | 0 | 0 | 0 | 1.5 | 13.34% | 0
8 | 9 | 5 | 30 | 100 | 100 | 0 | 0 | 0 | 0 | 1.5 | 13.34% | 0
8 | 9 | 6 | 30 | 100 | 10.0973 | 0.00264 | 0 | -0.00024212 | -0.00121 | 1.5 | 13.34% | 89.9027
8 | 9 | 7 | 30 | 99.857 | 92.1915 | 0.033946 | -0.03073 | -0.00029415 | -0.00147 | 1.5 | 13.34% | 7.6655
8 | 9 | 8 | 30 | 75.003 | 63.0512 | 0.088747 | -0.05408 | -0.0011506 | -0.00575 | 1.5 | 13.34% | 11.9518
8 | 9 | 9 | 30 | 35.501 | 31.5526 | 0.13562 | -0.04097 | -0.0013847 | -0.00692 | 1.5 | 13.34% | 3.9484
8 | 9 | 10 | 30 | 11.513 | 9.0033 | 0.17074 | -0.01378 | -0.0014607 | -0.0073 | 1.5 | 13.34% | 2.5097
8 | 9 | 11 | 30 | 0 | 0.77309 | 0.19119 | 0 | -0.0014667 | -0.00733 | 1.5 | 13.34% | 0.77309
8 | 9 | 12 | 30 | 0 | 0.75101 | 0.19623 | 0 | -0.0014627 | -0.00731 | 1.5 | 13.34% | 0.75101
8 | 9 | 13 | 30 | 0.22 | 3.6964 | 0.18506 | -0.00533 | -0.0014567 | -0.00728 | 1.5 | 13.34% | 3.4764
8 | 9 | 14 | 30 | 19.012 | 26.3882 | 0.15834 | -0.03999 | -0.0014187 | -0.00709 | 1.5 | 13.34% | 7.3762
8 | 9 | 15 | 30 | 46.787 | 56.3277 | 0.11844 | -0.0647 | -0.0012886 | -0.00644 | 1.5 | 13.34% | 9.5407
8 | 9 | 16 | 30 | 96.095 | 94.7646 | 0.067801 | -0.06362 | -0.00032416 | -0.00162 | 1.5 | 13.34% | 1.3304
8 | 9 | 17 | 30 | 100 | 78.8449 | 0.01617 | -0.01208 | -0.00037419 | -0.00187 | 1.5 | 13.34% | 21.1551
8 | 9 | 18 | 30 | 100 | 10.0936 | 0.000165 | 0 | -1.5128e-05 | -7.56e-05 | 1.5 | 13.34% | 89.9064
8 | 9 | 19 | 30 | 100 | 100 | 0 | 0 | 0 | 0 | 1.5 | 13.34% | 0
8 | 9 | 20 | 30 | 100 | 100 | 0 | 0 | 0 | 0 | 1.5 | 13.34% | 0
8 | 9 | 21 | 30 | 100 | 100 | 0 | 0 | 0 | 0 | 1.5 | 13.34% | 0
8 | 9 | 22 | 30 | 100 | 100 | 0 | 0 | 0 | 0 | 1.5 | 13.34% | 0
8 | 9 | 23 | 30 | 100 | 100 | 0 | 0 | 0 | 0 | 1.5 | 13.34% | 0
8 | 10 | 0 | 30 | 100 | 100 | 0 | 0 | 0 | 0 | 1.5 | 13.34% | 0
8 | 10 | 1 | 30 | 100 | 100 | 0 | 0 | 0 | 0 | 1.5 | 13.34% | 0
8 | 10 | 2 | 30 | 100 | 100 | 0 | 0 | 0 | 0 | 1.5 | 13.34% | 0
8 | 10 | 3 | 30 | 100 | 100 | 0 | 0 | 0 | 0 | 1.5 | 13.34% | 0
8 | 10 | 4 | 30 | 100 | 100 | 0 | 0 | 0 | 0 | 1.5 | 13.34% | 0
8 | 10 | 5 | 30 | 100 | 100 | 0 | 0 | 0 | 0 | 1.5 | 13.34% | 0
8 | 10 | 6 | 30 | 100 | 10.2046 | 0.000886 | 0 | -8.2041e-05 | -0.00041 | 1.5 | 13.34% | 89.7954
8 | 10 | 7 | 30 | 99.979 | 26.0731 | 0.022156 | -0.00364 | -0.0016948 | -0.00847 | 1.5 | 13.34% | 73.9059
8 | 10 | 8 | 30 | 74.851 | 15.0151 | 0.037399 | -0.00197 | -0.0031696 | -0.01584 | 1.5 | 13.34% | 59.8359
8 | 10 | 9 | 30 | 35.474 | 13.4355 | 0.05809 | -0.00255 | -0.0046323 | -0.02315 | 1.5 | 13.34% | 22.0385
8 | 10 | 10 | 30 | 11.418 | 9.911 | 0.072326 | -0.00081 | -0.0057849 | -0.02891 | 1.5 | 13.34% | 1.507
8 | 10 | 11 | 30 | 0 | 9.514 | 0.059195 | 0 | -0.0051426 | -0.0257 | 1.5 | 13.34% | 9.514
8 | 10 | 12 | 30 | 0 | 9.6402 | 0.053754 | 0 | -0.0047264 | -0.02362 | 1.5 | 13.34% | 9.6402
8 | 10 | 13 | 30 | 0.224 | 10.0782 | 0.018774 | 0 | -0.0017189 | -0.00859 | 1.5 | 13.34% | 9.8542
8 | 10 | 14 | 30 | 19.106 | 10.7734 | 0.042373 | -0.00042 | -0.0037419 | -0.0187 | 1.5 | 13.34% | 8.3326
8 | 10 | 15 | 30 | 46.892 | 18.1324 | 0.052903 | -0.00469 | -0.0041501 | -0.02074 | 1.5 | 13.34% | 28.7596
8 | 10 | 16 | 30 | 96.202 | 23.5464 | 0.033945 | -0.00469 | -0.0026733 | -0.01336 | 1.5 | 13.34% | 72.6556
8 | 10 | 17 | 30 | 100 | 25.7038 | 0.014964 | -0.0024 | -0.0011506 | -0.00575 | 1.5 | 13.34% | 74.2962
8 | 10 | 18 | 30 | 100 | 10.0369 | 0.001053 | 0 | -9.6048e-05 | -0.00048 | 1.5 | 13.34% | 89.9631
8 | 10 | 19 | 30 | 100 | 100 | 0 | 0 | 0 | 0 | 1.5 | 13.34% | 0
8 | 10 | 20 | 30 | 100 | 100 | 0 | 0 | 0 | 0 | 1.5 | 13.34% | 0
8 | 10 | 21 | 30 | 100 | 100 | 0 | 0 | 0 | 0 | 1.5 | 13.34% | 0
8 | 10 | 22 | 30 | 100 | 100 | 0 | 0 | 0 | 0 | 1.5 | 13.34% | 0
8 | 10 | 23 | 30 | 100 | 100 | 0 | 0 | 0 | 0 | 1.5 | 13.34% | 0
8 | 11 | 0 | 30 | 100 | 100 | 0 | 0 | 0 | 0 | 1.5 | 13.34% | 0
8 | 11 | 1 | 30 | 100 | 100 | 0 | 0 | 0 | 0 | 1.5 | 13.34% | 0
8 | 11 | 2 | 30 | 100 | 100 | 0 | 0 | 0 | 0 | 1.5 | 13.34% | 0
8 | 11 | 3 | 30 | 100 | 100 | 0 | 0 | 0 | 0 | 1.5 | 13.34% | 0
8 | 11 | 4 | 30 | 100 | 100 | 0 | 0 | 0 | 0 | 1.5 | 13.34% | 0
8 | 11 | 5 | 30 | 100 | 100 | 0 | 0 | 0 | 0 | 1.5 | 13.34% | 0
8 | 11 | 6 | 30 | 100 | 10.0055 | 0.001122 | 0 | -0.00010205 | -0.00051 | 1.5 | 13.34% | 89.9945
8 | 11 | 7 | 30 | 99.924 | 33.8373 | 0.02411 | -0.00593 | -0.0016648 | -0.00832 | 1.5 | 13.34% | 66.0867
8 | 11 | 8 | 30 | 74.787 | 40.2579 | 0.057008 | -0.01908 | -0.0027594 | -0.01379 | 1.5 | 13.34% | 34.5291
8 | 11 | 9 | 30 | 35.331 | 18.3552 | 0.07202 | -0.00795 | -0.0044522 | -0.02225 | 1.5 | 13.34% | 16.9758
8 | 11 | 10 | 30 | 11.394 | 10.0304 | 0.059813 | -0.00022 | -0.0052526 | -0.02625 | 1.5 | 13.34% | 1.3636
8 | 11 | 11 | 30 | 0 | 9.7923 | 0.043951 | 0 | -0.00392 | -0.01959 | 1.5 | 13.34% | 9.7923
8 | 11 | 12 | 30 | 0 | 9.7768 | 0.046104 | 0 | -0.0041061 | -0.02052 | 1.5 | 13.34% | 9.7768
8 | 11 | 13 | 30 | 0.228 | 9.6328 | 0.072963 | -0.00014 | -0.0062831 | -0.0314 | 1.5 | 13.34% | 9.4048
8 | 11 | 14 | 30 | 19.186 | 11.04 | 0.049571 | -0.00068 | -0.0043162 | -0.02157 | 1.5 | 13.34% | 8.146
8 | 11 | 15 | 30 | 47.035 | 12.8894 | 0.039784 | -0.00122 | -0.0034617 | -0.0173 | 1.5 | 13.34% | 34.1456
8 | 11 | 16 | 30 | 96.239 | 10.0764 | 0.006995 | 0 | -0.00064032 | -0.0032 | 1.5 | 13.34% | 86.1626
8 | 11 | 17 | 30 | 99.936 | 10.0665 | 0.002888 | 0 | -0.00026413 | -0.00132 | 1.5 | 13.34% | 89.8695
8 | 11 | 18 | 30 | 100 | 10.0599 | 0.000162 | 0 | -1.4807e-05 | -7.4e-05 | 1.5 | 13.34% | 89.9401
8 | 11 | 19 | 30 | 100 | 100 | 0 | 0 | 0 | 0 | 1.5 | 13.34% | 0
8 | 11 | 20 | 30 | 100 | 100 | 0 | 0 | 0 | 0 | 1.5 | 13.34% | 0
8 | 11 | 21 | 30 | 100 | 100 | 0 | 0 | 0 | 0 | 1.5 | 13.34% | 0
8 | 11 | 22 | 30 | 100 | 100 | 0 | 0 | 0 | 0 | 1.5 | 13.34% | 0
8 | 11 | 23 | 30 | 100 | 100 | 0 | 0 | 0 | 0 | 1.5 | 13.34% | 0
8 | 12 | 0 | 30 | 100 | 100 | 0 | 0 | 0 | 0 | 1.5 | 13.34% | 0
8 | 12 | 1 | 30 | 100 | 100 | 0 | 0 | 0 | 0 | 1.5 | 13.34% | 0
8 | 12 | 2 | 30 | 100 | 100 | 0 | 0 | 0 | 0 | 1.5 | 13.34% | 0
8 | 12 | 3 | 30 | 100 | 100 | 0 | 0 | 0 | 0 | 1.5 | 13.34% | 0
8 | 12 | 4 | 30 | 100 | 100 | 0 | 0 | 0 | 0 | 1.5 | 13.34% | 0
8 | 12 | 5 | 30 | 100 | 100 | 0 | 0 | 0 | 0 | 1.5 | 13.34% | 0
8 | 12 | 6 | 30 | 95.866 | 10.0498 | 0.002235 | 0 | -0.0002041 | -0.00102 | 1.5 | 13.34% | 85.8162
8 | 12 | 7 | 30 | 100 | 71.7476 | 0.031122 | -0.02069 | -0.00095448 | -0.00477 | 1.5 | 13.34% | 28.2524
8 | 12 | 8 | 30 | 74.676 | 60.3999 | 0.075386 | -0.04345 | -0.0012986 | -0.00649 | 1.5 | 13.34% | 14.2761
8 | 12 | 9 | 30 | 35.278 | 30.0994 | 0.11334 | -0.03173 | -0.0018329 | -0.00916 | 1.5 | 13.34% | 5.1786
8 | 12 | 10 | 30 | 11.297 | 9.1126 | 0.13943 | -0.00997 | -0.0025073 | -0.01253 | 1.5 | 13.34% | 2.1844
8 | 12 | 11 | 30 | 0 | 2.1403 | 0.15174 | 0 | -0.0031796 | -0.01589 | 1.5 | 13.34% | 2.1403
8 | 12 | 12 | 30 | 0 | 1.9699 | 0.15858 | 0 | -0.0030635 | -0.01531 | 1.5 | 13.34% | 1.9699
8 | 12 | 13 | 30 | 0.255 | 4.4109 | 0.15171 | -0.00384 | -0.0027314 | -0.01365 | 1.5 | 13.34% | 4.1559
8 | 12 | 14 | 30 | 19.267 | 24.916 | 0.13157 | -0.02998 | -0.0022431 | -0.01121 | 1.5 | 13.34% | 5.649
8 | 12 | 15 | 30 | 47.155 | 53.4228 | 0.10037 | -0.0511 | -0.0016428 | -0.00821 | 1.5 | 13.34% | 6.2678
8 | 12 | 16 | 30 | 96.403 | 81.7235 | 0.05955 | -0.04659 | -0.0011426 | -0.00571 | 1.5 | 13.34% | 14.6795
8 | 12 | 17 | 30 | 99.966 | 57.4527 | 0.016428 | -0.00826 | -0.00074837 | -0.00374 | 1.5 | 13.34% | 42.5133
8 | 12 | 18 | 30 | 100 | 9.8093 | 0.000224 | 0 | -2.001e-05 | -0.0001 | 1.5 | 13.34% | 90.1907
8 | 12 | 19 | 30 | 100 | 100 | 0 | 0 | 0 | 0 | 1.5 | 13.34% | 0
8 | 12 | 20 | 30 | 100 | 100 | 0 | 0 | 0 | 0 | 1.5 | 13.34% | 0
8 | 12 | 21 | 30 | 100 | 100 | 0 | 0 | 0 | 0 | 1.5 | 13.34% | 0
8 | 12 | 22 | 30 | 100 | 100 | 0 | 0 | 0 | 0 | 1.5 | 13.34% | 0
8 | 12 | 23 | 30 | 100 | 100 | 0 | 0 | 0 | 0 | 1.5 | 13.34% | 0
8 | 13 | 0 | 30 | 100 | 100 | 0 | 0 | 0 | 0 | 1.5 | 13.34% | 0
8 | 13 | 1 | 30 | 100 | 100 | 0 | 0 | 0 | 0 | 1.5 | 13.34% | 0
8 | 13 | 2 | 30 | 100 | 100 | 0 | 0 | 0 | 0 | 1.5 | 13.34% | 0
8 | 13 | 3 | 30 | 100 | 100 | 0 | 0 | 0 | 0 | 1.5 | 13.34% | 0
8 | 13 | 4 | 30 | 100 | 100 | 0 | 0 | 0 | 0 | 1.5 | 13.34% | 0
8 | 13 | 5 | 30 | 100 | 100 | 0 | 0 | 0 | 0 | 1.5 | 13.34% | 0
8 | 13 | 6 | 30 | 100 | 10.1005 | 0.002552 | 0 | -0.00023412 | -0.00117 | 1.5 | 13.34% | 89.8995
8 | 13 | 7 | 30 | 99.975 | 82.3973 | 0.033272 | -0.02624 | -0.00064432 | -0.00322 | 1.5 | 13.34% | 17.5777
8 | 13 | 8 | 30 | 74.407 | 64.7732 | 0.081245 | -0.05126 | -0.00082841 | -0.00414 | 1.5 | 13.34% | 9.6338
8 | 13 | 9 | 30 | 35.184 | 31.9749 | 0.12418 | -0.03832 | -0.0010505 | -0.00525 | 1.5 | 13.34% | 3.2091
8 | 13 | 10 | 30 | 11.292 | 9.0128 | 0.15414 | -0.0123 | -0.0014607 | -0.0073 | 1.5 | 13.34% | 2.2792
8 | 13 | 11 | 30 | 0 | 1.0371 | 0.17155 | 0 | -0.0017609 | -0.0088 | 1.5 | 13.34% | 1.0371
8 | 13 | 12 | 30 | 0 | 1.0947 | 0.175 | 0 | -0.0018949 | -0.00947 | 1.5 | 13.34% | 1.0947
8 | 13 | 13 | 30 | 0.279 | 3.9054 | 0.16492 | -0.00458 | -0.0017909 | -0.00895 | 1.5 | 13.34% | 3.6264
8 | 13 | 14 | 30 | 19.285 | 26.2029 | 0.14283 | -0.03562 | -0.0014307 | -0.00715 | 1.5 | 13.34% | 6.9179
8 | 13 | 15 | 30 | 47.205 | 56.4228 | 0.10689 | -0.05852 | -0.0011446 | -0.00572 | 1.5 | 13.34% | 9.2178
8 | 13 | 16 | 30 | 96.503 | 86.3187 | 0.062332 | -0.05216 | -0.00088244 | -0.00441 | 1.5 | 13.34% | 10.1843
8 | 13 | 17 | 30 | 99.951 | 65.3037 | 0.016526 | -0.00977 | -0.00061831 | -0.00309 | 1.5 | 13.34% | 34.6473
8 | 13 | 18 | 30 | 100 | 10.0595 | 0.000155 | 0 | -1.4167e-05 | -7.08e-05 | 1.5 | 13.34% | 89.9405
8 | 13 | 19 | 30 | 100 | 100 | 0 | 0 | 0 | 0 | 1.5 | 13.34% | 0
8 | 13 | 20 | 30 | 100 | 100 | 0 | 0 | 0 | 0 | 1.5 | 13.34% | 0
8 | 13 | 21 | 30 | 100 | 100 | 0 | 0 | 0 | 0 | 1.5 | 13.34% | 0
8 | 13 | 22 | 30 | 100 | 100 | 0 | 0 | 0 | 0 | 1.5 | 13.34% | 0
8 | 13 | 23 | 30 | 100 | 100 | 0 | 0 | 0 | 0 | 1.5 | 13.34% | 0
8 | 14 | 0 | 30 | 100 | 100 | 0 | 0 | 0 | 0 | 1.5 | 13.34% | 0
8 | 14 | 1 | 30 | 100 | 100 | 0 | 0 | 0 | 0 | 1.5 | 13.34% | 0
8 | 14 | 2 | 30 | 100 | 100 | 0 | 0 | 0 | 0 | 1.5 | 13.34% | 0
8 | 14 | 3 | 30 | 100 | 100 | 0 | 0 | 0 | 0 | 1.5 | 13.34% | 0
8 | 14 | 4 | 30 | 100 | 100 | 0 | 0 | 0 | 0 | 1.5 | 13.34% | 0
8 | 14 | 5 | 30 | 100 | 100 | 0 | 0 | 0 | 0 | 1.5 | 13.34% | 0
8 | 14 | 6 | 30 | 100 | 10.0946 | 0.000742 | 0 | -6.8034e-05 | -0.00034 | 1.5 | 13.34% | 89.9054
8 | 14 | 7 | 30 | 99.979 | 21.0515 | 0.021142 | -0.00237 | -0.0017189 | -0.00859 | 1.5 | 13.34% | 78.9275
8 | 14 | 8 | 30 | 74.264 | 18.557 | 0.040687 | -0.0037 | -0.0032476 | -0.01623 | 1.5 | 13.34% | 55.707
8 | 14 | 9 | 30 | 35.105 | 13.5757 | 0.059152 | -0.00271 | -0.0046843 | -0.02341 | 1.5 | 13.34% | 21.5293
8 | 14 | 10 | 30 | 11.209 | 9.9062 | 0.074034 | -0.00091 | -0.0058449 | -0.02921 | 1.5 | 13.34% | 1.3028
8 | 14 | 11 | 30 | 0 | 7.7131 | 0.090734 | 0 | -0.0064972 | -0.03247 | 1.5 | 13.34% | 7.7131
8 | 14 | 12 | 30 | 0 | 8.4739 | 0.086296 | 0 | -0.0067414 | -0.03369 | 1.5 | 13.34% | 8.4739
8 | 14 | 13 | 30 | 0.305 | 8.7853 | 0.083732 | -0.00046 | -0.0063392 | -0.03168 | 1.5 | 13.34% | 8.4803
8 | 14 | 14 | 30 | 19.349 | 13.8712 | 0.073779 | -0.00405 | -0.0054307 | -0.02714 | 1.5 | 13.34% | 5.4778
8 | 14 | 15 | 30 | 47.351 | 19.9481 | 0.055241 | -0.00602 | -0.0041681 | -0.02083 | 1.5 | 13.34% | 27.4029
8 | 14 | 16 | 30 | 96.643 | 28.5306 | 0.03622 | -0.00689 | -0.0026793 | -0.01339 | 1.5 | 13.34% | 68.1124
8 | 14 | 17 | 30 | 100 | 16.39 | 0.013375 | -0.00086 | -0.0011446 | -0.00572 | 1.5 | 13.34% | 83.61
8 | 14 | 18 | 30 | 100 | 10.0771 | 0.00016 | 0 | -1.4647e-05 | -7.32e-05 | 1.5 | 13.34% | 89.9229
8 | 14 | 19 | 30 | 100 | 100 | 0 | 0 | 0 | 0 | 1.5 | 13.34% | 0
8 | 14 | 20 | 30 | 100 | 100 | 0 | 0 | 0 | 0 | 1.5 | 13.34% | 0
8 | 14 | 21 | 30 | 100 | 100 | 0 | 0 | 0 | 0 | 1.5 | 13.34% | 0
8 | 14 | 22 | 30 | 100 | 100 | 0 | 0 | 0 | 0 | 1.5 | 13.34% | 0
8 | 14 | 23 | 30 | 100 | 100 | 0 | 0 | 0 | 0 | 1.5 | 13.34% | 0
8 | 15 | 0 | 30 | 100 | 100 | 0 | 0 | 0 | 0 | 1.5 | 13.34% | 0
8 | 15 | 1 | 30 | 100 | 100 | 0 | 0 | 0 | 0 | 1.5 | 13.34% | 0
8 | 15 | 2 | 30 | 100 | 100 | 0 | 0 | 0 | 0 | 1.5 | 13.34% | 0
8 | 15 | 3 | 30 | 100 | 100 | 0 | 0 | 0 | 0 | 1.5 | 13.34% | 0
8 | 15 | 4 | 30 | 100 | 100 | 0 | 0 | 0 | 0 | 1.5 | 13.34% | 0
8 | 15 | 5 | 30 | 100 | 100 | 0 | 0 | 0 | 0 | 1.5 | 13.34% | 0
8 | 15 | 6 | 30 | 100 | 10.0717 | 0.002996 | 0 | -0.00027414 | -0.00137 | 1.5 | 13.34% | 89.9283
8 | 15 | 7 | 30 | 100 | 93.9062 | 0.036808 | -0.03408 | -0.00025012 | -0.00125 | 1.5 | 13.34% | 6.0938
8 | 15 | 8 | 30 | 74.082 | 63.1284 | 0.093479 | -0.05705 | -0.0012026 | -0.00601 | 1.5 | 13.34% | 10.9536
8 | 15 | 9 | 30 | 35.012 | 31.5431 | 0.14269 | -0.04309 | -0.0014587 | -0.00729 | 1.5 | 13.34% | 3.4689
8 | 15 | 10 | 30 | 11.181 | 9.0026 | 0.17957 | -0.01448 | -0.0015468 | -0.00773 | 1.5 | 13.34% | 2.1784
8 | 15 | 11 | 30 | 0 | 0.78692 | 0.20272 | 0 | -0.0015828 | -0.00791 | 1.5 | 13.34% | 0.78692
8 | 15 | 12 | 30 | 0 | 0.77391 | 0.21027 | 0 | -0.0016148 | -0.00807 | 1.5 | 13.34% | 0.77391
8 | 15 | 13 | 30 | 0.335 | 3.7243 | 0.20276 | -0.00581 | -0.0016788 | -0.00839 | 1.5 | 13.34% | 3.3893
8 | 15 | 14 | 30 | 19.454 | 26.258 | 0.17969 | -0.04498 | -0.0017449 | -0.00872 | 1.5 | 13.34% | 6.804
8 | 15 | 15 | 30 | 47.459 | 55.7613 | 0.13759 | -0.07416 | -0.0016448 | -0.00822 | 1.5 | 13.34% | 8.3023
8 | 15 | 16 | 30 | 96.645 | 85.0927 | 0.080954 | -0.06656 | -0.0012566 | -0.00628 | 1.5 | 13.34% | 11.5523
8 | 15 | 17 | 30 | 100 | 73.9761 | 0.020479 | -0.01414 | -0.00058029 | -0.0029 | 1.5 | 13.34% | 26.0239
8 | 15 | 18 | 30 | 100 | 9.988 | 0.001256 | 0 | -0.00011406 | -0.00057 | 1.5 | 13.34% | 90.012
8 | 15 | 19 | 30 | 100 | 100 | 0 | 0 | 0 | 0 | 1.5 | 13.34% | 0
8 | 15 | 20 | 30 | 100 | 100 | 0 | 0 | 0 | 0 | 1.5 | 13.34% | 0
8 | 15 | 21 | 30 | 100 | 100 | 0 | 0 | 0 | 0 | 1.5 | 13.34% | 0
8 | 15 | 22 | 30 | 100 | 100 | 0 | 0 | 0 | 0 | 1.5 | 13.34% | 0
8 | 15 | 23 | 30 | 100 | 100 | 0 | 0 | 0 | 0 | 1.5 | 13.34% | 0
8 | 16 | 0 | 30 | 100 | 100 | 0 | 0 | 0 | 0 | 1.5 | 13.34% | 0
8 | 16 | 1 | 30 | 100 | 100 | 0 | 0 | 0 | 0 | 1.5 | 13.34% | 0
8 | 16 | 2 | 30 | 100 | 100 | 0 | 0 | 0 | 0 | 1.5 | 13.34% | 0
8 | 16 | 3 | 30 | 100 | 100 | 0 | 0 | 0 | 0 | 1.5 | 13.34% | 0
8 | 16 | 4 | 30 | 100 | 100 | 0 | 0 | 0 | 0 | 1.5 | 13.34% | 0
8 | 16 | 5 | 30 | 100 | 100 | 0 | 0 | 0 | 0 | 1.5 | 13.34% | 0
8 | 16 | 6 | 30 | 100 | 10.052 | 0.002607 | 0 | -0.00023812 | -0.00119 | 1.5 | 13.34% | 89.948
8 | 16 | 7 | 30 | 99.965 | 42.12 | 0.026599 | -0.0089 | -0.0016208 | -0.0081 | 1.5 | 13.34% | 57.845
8 | 16 | 8 | 30 | 73.95 | 13.3716 | 0.032481 | -0.00114 | -0.0028254 | -0.01412 | 1.5 | 13.34% | 60.5784
8 | 16 | 9 | 30 | 34.912 | 11.4058 | 0.044648 | -0.00077 | -0.0038799 | -0.01939 | 1.5 | 13.34% | 23.5062
8 | 16 | 10 | 30 | 11.063 | 10.0501 | 0.036373 | -6.39e-05 | -0.0032636 | -0.01631 | 1.5 | 13.34% | 1.0129
8 | 16 | 11 | 30 | 0 | 10.0807 | 0.01641 | 0 | -0.0015028 | -0.00751 | 1.5 | 13.34% | 10.0807
8 | 16 | 12 | 30 | 0 | 9.5048 | 0.061645 | 0 | -0.0053507 | -0.02674 | 1.5 | 13.34% | 9.5048
8 | 16 | 13 | 30 | 0.359 | 9.7574 | 0.068677 | -9.04e-05 | -0.006023 | -0.0301 | 1.5 | 13.34% | 9.3984
8 | 16 | 14 | 30 | 19.496 | 14.6393 | 0.077351 | -0.00513 | -0.0054027 | -0.027 | 1.5 | 13.34% | 4.8567
8 | 16 | 15 | 30 | 47.477 | 44.2108 | 0.08597 | -0.03387 | -0.0028694 | -0.01434 | 1.5 | 13.34% | 3.2662
8 | 16 | 16 | 30 | 96.787 | 60.6428 | 0.050008 | -0.02698 | -0.002083 | -0.01041 | 1.5 | 13.34% | 36.1442
8 | 16 | 17 | 30 | 100 | 53.8834 | 0.016536 | -0.00766 | -0.00081241 | -0.00406 | 1.5 | 13.34% | 46.1166
8 | 16 | 18 | 30 | 100 | 10.1793 | 0.000888 | 0 | -8.2041e-05 | -0.00041 | 1.5 | 13.34% | 89.8207
8 | 16 | 19 | 30 | 100 | 100 | 0 | 0 | 0 | 0 | 1.5 | 13.34% | 0
8 | 16 | 20 | 30 | 100 | 100 | 0 | 0 | 0 | 0 | 1.5 | 13.34% | 0
8 | 16 | 21 | 30 | 100 | 100 | 0 | 0 | 0 | 0 | 1.5 | 13.34% | 0
8 | 16 | 22 | 30 | 100 | 100 | 0 | 0 | 0 | 0 | 1.5 | 13.34% | 0
8 | 16 | 23 | 30 | 100 | 100 | 0 | 0 | 0 | 0 | 1.5 | 13.34% | 0
8 | 17 | 0 | 30 | 100 | 100 | 0 | 0 | 0 | 0 | 1.5 | 13.34% | 0
8 | 17 | 1 | 30 | 100 | 100 | 0 | 0 | 0 | 0 | 1.5 | 13.34% | 0
8 | 17 | 2 | 30 | 100 | 100 | 0 | 0 | 0 | 0 | 1.5 | 13.34% | 0
8 | 17 | 3 | 30 | 100 | 100 | 0 | 0 | 0 | 0 | 1.5 | 13.34% | 0
8 | 17 | 4 | 30 | 100 | 100 | 0 | 0 | 0 | 0 | 1.5 | 13.34% | 0
8 | 17 | 5 | 30 | 100 | 100 | 0 | 0 | 0 | 0 | 1.5 | 13.34% | 0
8 | 17 | 6 | 30 | 100 | 10.0372 | 0.002084 | 0 | -0.00019009 | -0.00095 | 1.5 | 13.34% | 89.9628
8 | 17 | 7 | 30 | 99.983 | 44.7054 | 0.027323 | -0.00991 | -0.0015928 | -0.00796 | 1.5 | 13.34% | 55.2776
8 | 17 | 8 | 30 | 73.819 | 39.5722 | 0.057839 | -0.0189 | -0.0028574 | -0.01428 | 1.5 | 13.34% | 34.2468
8 | 17 | 9 | 30 | 34.825 | 22.44 | 0.085942 | -0.0144 | -0.00399 | -0.01994 | 1.5 | 13.34% | 12.385
8 | 17 | 10 | 30 | 10.995 | 9.4689 | 0.10636 | -0.00463 | -0.0049705 | -0.02484 | 1.5 | 13.34% | 1.5261
8 | 17 | 11 | 30 | 0 | 5.3686 | 0.11405 | 0 | -0.0058109 | -0.02904 | 1.5 | 13.34% | 5.3686
8 | 17 | 12 | 30 | 0 | 5.678 | 0.1137 | 0 | -0.0061091 | -0.03053 | 1.5 | 13.34% | 5.678
8 | 17 | 13 | 30 | 0.377 | 7.4335 | 0.10193 | -0.00116 | -0.005973 | -0.02985 | 1.5 | 13.34% | 7.0565
8 | 17 | 14 | 30 | 19.593 | 16.4991 | 0.085736 | -0.00808 | -0.0052066 | -0.02602 | 1.5 | 13.34% | 3.0939
8 | 17 | 15 | 30 | 47.668 | 33.7764 | 0.072012 | -0.01932 | -0.0037399 | -0.01869 | 1.5 | 13.34% | 13.8916
8 | 17 | 16 | 30 | 96.979 | 50.336 | 0.045619 | -0.01938 | -0.0023832 | -0.01191 | 1.5 | 13.34% | 46.643
8 | 17 | 17 | 30 | 99.967 | 27.6176 | 0.015073 | -0.00272 | -0.0011306 | -0.00565 | 1.5 | 13.34% | 72.3494
8 | 17 | 18 | 30 | 100 | 10.0595 | 0.000155 | 0 | -1.4167e-05 | -7.08e-05 | 1.5 | 13.34% | 89.9405
8 | 17 | 19 | 30 | 100 | 100 | 0 | 0 | 0 | 0 | 1.5 | 13.34% | 0
8 | 17 | 20 | 30 | 100 | 100 | 0 | 0 | 0 | 0 | 1.5 | 13.34% | 0
8 | 17 | 21 | 30 | 100 | 100 | 0 | 0 | 0 | 0 | 1.5 | 13.34% | 0
8 | 17 | 22 | 30 | 100 | 100 | 0 | 0 | 0 | 0 | 1.5 | 13.34% | 0
8 | 17 | 23 | 30 | 100 | 100 | 0 | 0 | 0 | 0 | 1.5 | 13.34% | 0
8 | 18 | 0 | 30 | 100 | 100 | 0 | 0 | 0 | 0 | 1.5 | 13.34% | 0
8 | 18 | 1 | 30 | 100 | 100 | 0 | 0 | 0 | 0 | 1.5 | 13.34% | 0
8 | 18 | 2 | 30 | 100 | 100 | 0 | 0 | 0 | 0 | 1.5 | 13.34% | 0
8 | 18 | 3 | 30 | 100 | 100 | 0 | 0 | 0 | 0 | 1.5 | 13.34% | 0
8 | 18 | 4 | 30 | 100 | 100 | 0 | 0 | 0 | 0 | 1.5 | 13.34% | 0
8 | 18 | 5 | 30 | 100 | 100 | 0 | 0 | 0 | 0 | 1.5 | 13.34% | 0
8 | 18 | 6 | 30 | 99.493 | 10.0536 | 0.002979 | 0 | -0.00027214 | -0.00136 | 1.5 | 13.34% | 89.4394
8 | 18 | 7 | 30 | 100 | 88.0449 | 0.036394 | -0.03114 | -0.00048024 | -0.0024 | 1.5 | 13.34% | 11.9551
8 | 18 | 8 | 30 | 73.551 | 67.1343 | 0.087481 | -0.0578 | -0.00055628 | -0.00278 | 1.5 | 13.34% | 6.4167
8 | 18 | 9 | 30 | 34.719 | 32.7142 | 0.13233 | -0.04234 | -0.00071636 | -0.00358 | 1.5 | 13.34% | 2.0048
8 | 18 | 10 | 30 | 10.916 | 8.9925 | 0.16558 | -0.01347 | -0.0013027 | -0.00651 | 1.5 | 13.34% | 1.9235
8 | 18 | 11 | 30 | 0 | 0.71119 | 0.1856 | 0 | -0.0013107 | -0.00655 | 1.5 | 13.34% | 0.71119
8 | 18 | 12 | 30 | 0 | 0.69651 | 0.19122 | 0 | -0.0013227 | -0.00661 | 1.5 | 13.34% | 0.69651
8 | 18 | 13 | 30 | 0.398 | 3.6618 | 0.18127 | -0.00525 | -0.0013387 | -0.00669 | 1.5 | 13.34% | 3.2638
8 | 18 | 14 | 30 | 19.617 | 26.4684 | 0.15684 | -0.03982 | -0.0013387 | -0.00669 | 1.5 | 13.34% | 6.8514
8 | 18 | 15 | 30 | 47.824 | 56.5247 | 0.11877 | -0.06518 | -0.0012486 | -0.00624 | 1.5 | 13.34% | 8.7007
8 | 18 | 16 | 30 | 97.017 | 94.735 | 0.069616 | -0.0653 | -0.00033417 | -0.00167 | 1.5 | 13.34% | 2.282
8 | 18 | 17 | 30 | 99.925 | 84.2292 | 0.016996 | -0.01377 | -0.00029615 | -0.00148 | 1.5 | 13.34% | 15.6958
8 | 18 | 18 | 30 | 100 | 9.9392 | 0.000332 | 0 | -3.0015e-05 | -0.00015 | 1.5 | 13.34% | 90.0608
8 | 18 | 19 | 30 | 100 | 100 | 0 | 0 | 0 | 0 | 1.5 | 13.34% | 0
8 | 18 | 20 | 30 | 100 | 100 | 0 | 0 | 0 | 0 | 1.5 | 13.34% | 0
8 | 18 | 21 | 30 | 100 | 100 | 0 | 0 | 0 | 0 | 1.5 | 13.34% | 0
8 | 18 | 22 | 30 | 100 | 100 | 0 | 0 | 0 | 0 | 1.5 | 13.34% | 0
8 | 18 | 23 | 30 | 100 | 100 | 0 | 0 | 0 | 0 | 1.5 | 13.34% | 0
8 | 19 | 0 | 30 | 100 | 100 | 0 | 0 | 0 | 0 | 1.5 | 13.34% | 0
8 | 19 | 1 | 30 | 100 | 100 | 0 | 0 | 0 | 0 | 1.5 | 13.34% | 0
8 | 19 | 2 | 30 | 100 | 100 | 0 | 0 | 0 | 0 | 1.5 | 13.34% | 0
8 | 19 | 3 | 30 | 100 | 100 | 0 | 0 | 0 | 0 | 1.5 | 13.34% | 0
8 | 19 | 4 | 30 | 100 | 100 | 0 | 0 | 0 | 0 | 1.5 | 13.34% | 0
8 | 19 | 5 | 30 | 100 | 100 | 0 | 0 | 0 | 0 | 1.5 | 13.34% | 0
8 | 19 | 6 | 30 | 100 | 10.0545 | 0.003373 | 0 | -0.00030815 | -0.00154 | 1.5 | 13.34% | 89.9455
8 | 19 | 7 | 30 | 100 | 82.8903 | 0.042805 | -0.03401 | -0.0008044 | -0.00402 | 1.5 | 13.34% | 17.1097
8 | 19 | 8 | 30 | 73.397 | 62.9134 | 0.10131 | -0.06156 | -0.0013367 | -0.00668 | 1.5 | 13.34% | 10.4836
8 | 19 | 9 | 30 | 34.555 | 31.4817 | 0.15262 | -0.04594 | -0.0016028 | -0.00801 | 1.5 | 13.34% | 3.0733
8 | 19 | 10 | 30 | 10.845 | 9.004 | 0.19122 | -0.01537 | -0.0016948 | -0.00847 | 1.5 | 13.34% | 1.841
8 | 19 | 11 | 30 | 0 | 0.80693 | 0.21423 | 0 | -0.0017149 | -0.00857 | 1.5 | 13.34% | 0.80693
8 | 19 | 12 | 30 | 0 | 0.79086 | 0.22059 | 0 | -0.0017309 | -0.00865 | 1.5 | 13.34% | 0.79086
8 | 19 | 13 | 30 | 0.433 | 3.7299 | 0.20961 | -0.006 | -0.0017529 | -0.00876 | 1.5 | 13.34% | 3.2969
8 | 19 | 14 | 30 | 19.749 | 26.266 | 0.18193 | -0.04557 | -0.0017549 | -0.00877 | 1.5 | 13.34% | 6.517
8 | 19 | 15 | 30 | 47.868 | 55.8028 | 0.13916 | -0.07508 | -0.0016528 | -0.00826 | 1.5 | 13.34% | 7.9348
8 | 19 | 16 | 30 | 97.239 | 85.1731 | 0.082035 | -0.06753 | -0.0012646 | -0.00632 | 1.5 | 13.34% | 12.0659
8 | 19 | 17 | 30 | 100 | 74.4858 | 0.020853 | -0.01452 | -0.00058029 | -0.0029 | 1.5 | 13.34% | 25.5142
8 | 19 | 18 | 30 | 100 | 10.0414 | 0.000614 | 0 | -5.6028e-05 | -0.00028 | 1.5 | 13.34% | 89.9586
8 | 19 | 19 | 30 | 100 | 100 | 0 | 0 | 0 | 0 | 1.5 | 13.34% | 0
8 | 19 | 20 | 30 | 100 | 100 | 0 | 0 | 0 | 0 | 1.5 | 13.34% | 0
8 | 19 | 21 | 30 | 100 | 100 | 0 | 0 | 0 | 0 | 1.5 | 13.34% | 0
8 | 19 | 22 | 30 | 100 | 100 | 0 | 0 | 0 | 0 | 1.5 | 13.34% | 0
8 | 19 | 23 | 30 | 100 | 100 | 0 | 0 | 0 | 0 | 1.5 | 13.34% | 0
8 | 20 | 0 | 30 | 100 | 100 | 0 | 0 | 0 | 0 | 1.5 | 13.34% | 0
8 | 20 | 1 | 30 | 100 | 100 | 0 | 0 | 0 | 0 | 1.5 | 13.34% | 0
8 | 20 | 2 | 30 | 100 | 100 | 0 | 0 | 0 | 0 | 1.5 | 13.34% | 0
8 | 20 | 3 | 30 | 100 | 100 | 0 | 0 | 0 | 0 | 1.5 | 13.34% | 0
8 | 20 | 4 | 30 | 100 | 100 | 0 | 0 | 0 | 0 | 1.5 | 13.34% | 0
8 | 20 | 5 | 30 | 100 | 100 | 0 | 0 | 0 | 0 | 1.5 | 13.34% | 0
8 | 20 | 6 | 30 | 99.737 | 10.0494 | 0.00401 | 0 | -0.00036618 | -0.00183 | 1.5 | 13.34% | 89.6876
8 | 20 | 7 | 30 | 100 | 82.067 | 0.047043 | -0.03692 | -0.00092646 | -0.00463 | 1.5 | 13.34% | 17.933
8 | 20 | 8 | 30 | 73.193 | 62.9524 | 0.10182 | -0.06192 | -0.0013367 | -0.00668 | 1.5 | 13.34% | 10.2406
8 | 20 | 9 | 30 | 34.516 | 31.5143 | 0.15133 | -0.04563 | -0.0015668 | -0.00783 | 1.5 | 13.34% | 3.0017
8 | 20 | 10 | 30 | 10.761 | 9.0037 | 0.19081 | -0.01535 | -0.0016788 | -0.00839 | 1.5 | 13.34% | 1.7573
8 | 20 | 11 | 30 | 0 | 7.6506 | 0.092604 | 0 | -0.0065813 | -0.03289 | 1.5 | 13.34% | 7.6506
8 | 20 | 12 | 30 | 0 | 7.3774 | 0.097508 | 0 | -0.0066993 | -0.03348 | 1.5 | 13.34% | 7.3774
8 | 20 | 13 | 30 | 0.487 | 7.464 | 0.10199 | -0.00114 | -0.006023 | -0.0301 | 1.5 | 13.34% | 6.977
8 | 20 | 14 | 30 | 19.818 | 16.1955 | 0.084741 | -0.0076 | -0.0052706 | -0.02634 | 1.5 | 13.34% | 3.6225
8 | 20 | 15 | 30 | 48.072 | 37.021 | 0.076483 | -0.02347 | -0.0035358 | -0.01767 | 1.5 | 13.34% | 11.051
8 | 20 | 16 | 30 | 97.455 | 49.5724 | 0.045363 | -0.01889 | -0.0024052 | -0.01202 | 1.5 | 13.34% | 47.8826
8 | 20 | 17 | 30 | 100 | 46.2102 | 0.016333 | -0.00619 | -0.00092846 | -0.00464 | 1.5 | 13.34% | 53.7898
8 | 20 | 18 | 30 | 100 | 9.7432 | 0.000293 | 0 | -2.6013e-05 | -0.00013 | 1.5 | 13.34% | 90.2568
8 | 20 | 19 | 30 | 100 | 100 | 0 | 0 | 0 | 0 | 1.5 | 13.34% | 0
8 | 20 | 20 | 30 | 100 | 100 | 0 | 0 | 0 | 0 | 1.5 | 13.34% | 0
8 | 20 | 21 | 30 | 100 | 100 | 0 | 0 | 0 | 0 | 1.5 | 13.34% | 0
8 | 20 | 22 | 30 | 100 | 100 | 0 | 0 | 0 | 0 | 1.5 | 13.34% | 0
8 | 20 | 23 | 30 | 100 | 100 | 0 | 0 | 0 | 0 | 1.5 | 13.34% | 0
8 | 21 | 0 | 30 | 100 | 100 | 0 | 0 | 0 | 0 | 1.5 | 13.34% | 0
8 | 21 | 1 | 30 | 100 | 100 | 0 | 0 | 0 | 0 | 1.5 | 13.34% | 0
8 | 21 | 2 | 30 | 100 | 100 | 0 | 0 | 0 | 0 | 1.5 | 13.34% | 0
8 | 21 | 3 | 30 | 100 | 100 | 0 | 0 | 0 | 0 | 1.5 | 13.34% | 0
8 | 21 | 4 | 30 | 100 | 100 | 0 | 0 | 0 | 0 | 1.5 | 13.34% | 0
8 | 21 | 5 | 30 | 100 | 100 | 0 | 0 | 0 | 0 | 1.5 | 13.34% | 0
8 | 21 | 6 | 30 | 100 | 10.0437 | 0.002017 | 0 | -0.00018409 | -0.00092 | 1.5 | 13.34% | 89.9563
8 | 21 | 7 | 30 | 100 | 51.2939 | 0.029516 | -0.01283 | -0.0015268 | -0.00763 | 1.5 | 13.34% | 48.7061
8 | 21 | 8 | 30 | 72.97 | 46.4815 | 0.064875 | -0.02645 | -0.0025293 | -0.01264 | 1.5 | 13.34% | 26.4885
8 | 21 | 9 | 30 | 34.379 | 25.2909 | 0.097089 | -0.02025 | -0.0034357 | -0.01717 | 1.5 | 13.34% | 9.0881
8 | 21 | 10 | 30 | 10.701 | 9.3166 | 0.12123 | -0.00669 | -0.0042121 | -0.02105 | 1.5 | 13.34% | 1.3844
8 | 21 | 11 | 30 | 0 | 3.9897 | 0.1307 | 0 | -0.0050145 | -0.02506 | 1.5 | 13.34% | 3.9897
8 | 21 | 12 | 30 | 0 | 4.3932 | 0.129 | 0 | -0.0054287 | -0.02713 | 1.5 | 13.34% | 4.3932
8 | 21 | 13 | 30 | 0.519 | 6.3732 | 0.11825 | -0.0019 | -0.0052986 | -0.02648 | 1.5 | 13.34% | 5.8542
8 | 21 | 14 | 30 | 19.961 | 19.4606 | 0.10064 | -0.01408 | -0.0046083 | -0.02303 | 1.5 | 13.34% | 0.50044
8 | 21 | 15 | 30 | 48.191 | 37.236 | 0.07685 | -0.02378 | -0.0035238 | -0.01761 | 1.5 | 13.34% | 10.955
8 | 21 | 16 | 30 | 97.539 | 52.5176 | 0.046654 | -0.02094 | -0.0023352 | -0.01167 | 1.5 | 13.34% | 45.0214
8 | 21 | 17 | 30 | 99.917 | 33.3683 | 0.015519 | -0.00374 | -0.0010785 | -0.00539 | 1.5 | 13.34% | 66.5487
8 | 21 | 18 | 30 | 100 | 10.1133 | 0.000139 | 0 | -1.2766e-05 | -6.38e-05 | 1.5 | 13.34% | 89.8867
8 | 21 | 19 | 30 | 100 | 100 | 0 | 0 | 0 | 0 | 1.5 | 13.34% | 0
8 | 21 | 20 | 30 | 100 | 100 | 0 | 0 | 0 | 0 | 1.5 | 13.34% | 0
8 | 21 | 21 | 30 | 100 | 100 | 0 | 0 | 0 | 0 | 1.5 | 13.34% | 0
8 | 21 | 22 | 30 | 100 | 100 | 0 | 0 | 0 | 0 | 1.5 | 13.34% | 0
8 | 21 | 23 | 30 | 100 | 100 | 0 | 0 | 0 | 0 | 1.5 | 13.34% | 0
8 | 22 | 0 | 30 | 100 | 100 | 0 | 0 | 0 | 0 | 1.5 | 13.34% | 0
8 | 22 | 1 | 30 | 100 | 100 | 0 | 0 | 0 | 0 | 1.5 | 13.34% | 0
8 | 22 | 2 | 30 | 100 | 100 | 0 | 0 | 0 | 0 | 1.5 | 13.34% | 0
8 | 22 | 3 | 30 | 100 | 100 | 0 | 0 | 0 | 0 | 1.5 | 13.34% | 0
8 | 22 | 4 | 30 | 100 | 100 | 0 | 0 | 0 | 0 | 1.5 | 13.34% | 0
8 | 22 | 5 | 30 | 100 | 100 | 0 | 0 | 0 | 0 | 1.5 | 13.34% | 0
8 | 22 | 6 | 30 | 100 | 10.0187 | 0.000835 | 0 | -7.6038e-05 | -0.00038 | 1.5 | 13.34% | 89.9813
8 | 22 | 7 | 30 | 100 | 43.7171 | 0.028014 | -0.00986 | -0.0016608 | -0.0083 | 1.5 | 13.34% | 56.2829
8 | 22 | 8 | 30 | 72.756 | 30.8119 | 0.051805 | -0.01174 | -0.0032276 | -0.01613 | 1.5 | 13.34% | 41.9441
8 | 22 | 9 | 30 | 34.193 | 10.6822 | 0.03174 | -0.00025 | -0.0028374 | -0.01418 | 1.5 | 13.34% | 23.5108
8 | 22 | 10 | 30 | 10.614 | 9.1948 | 0.13428 | -0.0087 | -0.0033397 | -0.01669 | 1.5 | 13.34% | 1.4192
8 | 22 | 11 | 30 | 0 | 1.8529 | 0.16103 | 0 | -0.0029295 | -0.01464 | 1.5 | 13.34% | 1.8529
8 | 22 | 12 | 30 | 0 | 4.18 | 0.13186 | 0 | -0.0052906 | -0.02644 | 1.5 | 13.34% | 4.18
8 | 22 | 13 | 30 | 0.536 | 7.0601 | 0.10818 | -0.00141 | -0.0058169 | -0.02907 | 1.5 | 13.34% | 6.5241
8 | 22 | 14 | 30 | 20.046 | 24.6141 | 0.13229 | -0.02948 | -0.0024732 | -0.01236 | 1.5 | 13.34% | 4.5681
8 | 22 | 15 | 30 | 48.374 | 14.2776 | 0.049024 | -0.00225 | -0.0041561 | -0.02077 | 1.5 | 13.34% | 34.0964
8 | 22 | 16 | 30 | 97.661 | 10.0807 | 0.00732 | 0 | -0.00067033 | -0.00335 | 1.5 | 13.34% | 87.5803
8 | 22 | 17 | 30 | 100 | 12.5749 | 0.011076 | -0.00028 | -0.00098849 | -0.00494 | 1.5 | 13.34% | 87.4251
8 | 22 | 18 | 30 | 100 | 10.0735 | 0.000136 | 0 | -1.2446e-05 | -6.22e-05 | 1.5 | 13.34% | 89.9265
8 | 22 | 19 | 30 | 100 | 100 | 0 | 0 | 0 | 0 | 1.5 | 13.34% | 0
8 | 22 | 20 | 30 | 100 | 100 | 0 | 0 | 0 | 0 | 1.5 | 13.34% | 0
8 | 22 | 21 | 30 | 100 | 100 | 0 | 0 | 0 | 0 | 1.5 | 13.34% | 0
8 | 22 | 22 | 30 | 100 | 100 | 0 | 0 | 0 | 0 | 1.5 | 13.34% | 0
8 | 22 | 23 | 30 | 100 | 100 | 0 | 0 | 0 | 0 | 1.5 | 13.34% | 0
8 | 23 | 0 | 30 | 100 | 100 | 0 | 0 | 0 | 0 | 1.5 | 13.34% | 0
8 | 23 | 1 | 30 | 100 | 100 | 0 | 0 | 0 | 0 | 1.5 | 13.34% | 0
8 | 23 | 2 | 30 | 100 | 100 | 0 | 0 | 0 | 0 | 1.5 | 13.34% | 0
8 | 23 | 3 | 30 | 100 | 100 | 0 | 0 | 0 | 0 | 1.5 | 13.34% | 0
8 | 23 | 4 | 30 | 100 | 100 | 0 | 0 | 0 | 0 | 1.5 | 13.34% | 0
8 | 23 | 5 | 30 | 100 | 100 | 0 | 0 | 0 | 0 | 1.5 | 13.34% | 0
8 | 23 | 6 | 30 | 99.705 | 10.094 | 0.002488 | 0 | -0.00022811 | -0.00114 | 1.5 | 13.34% | 89.611
8 | 23 | 7 | 30 | 100 | 82.1999 | 0.036954 | -0.02906 | -0.00072236 | -0.00361 | 1.5 | 13.34% | 17.8001
8 | 23 | 8 | 30 | 72.558 | 66.6206 | 0.089282 | -0.05841 | -0.00064232 | -0.00321 | 1.5 | 13.34% | 5.9374
8 | 23 | 9 | 30 | 34.084 | 32.6977 | 0.13533 | -0.04327 | -0.00073837 | -0.00369 | 1.5 | 13.34% | 1.3863
8 | 23 | 10 | 30 | 10.515 | 8.9963 | 0.17858 | -0.01448 | -0.0014547 | -0.00727 | 1.5 | 13.34% | 1.5187
8 | 23 | 11 | 30 | 0 | 9.1941 | 0.07947 | 0 | -0.0066913 | -0.03344 | 1.5 | 13.34% | 9.1941
8 | 23 | 12 | 30 | 0 | 5.3628 | 0.11857 | 0 | -0.006035 | -0.03016 | 1.5 | 13.34% | 5.3628
8 | 23 | 13 | 30 | 0.601 | 6.5226 | 0.11645 | -0.0018 | -0.0054407 | -0.02719 | 1.5 | 13.34% | 5.9216
8 | 23 | 14 | 30 | 20.127 | 18.4124 | 0.095634 | -0.01182 | -0.0048884 | -0.02443 | 1.5 | 13.34% | 1.7146
8 | 23 | 15 | 30 | 48.52 | 32.052 | 0.070283 | -0.01743 | -0.0038599 | -0.01929 | 1.5 | 13.34% | 16.468
8 | 23 | 16 | 30 | 97.867 | 55.7844 | 0.048115 | -0.02334 | -0.0022471 | -0.01123 | 1.5 | 13.34% | 42.0826
8 | 23 | 17 | 30 | 99.933 | 20.1291 | 0.01374 | -0.00141 | -0.0011286 | -0.00564 | 1.5 | 13.34% | 79.8039
8 | 23 | 18 | 30 | 100 | 9.882 | 0.000356 | 0 | -3.2016e-05 | -0.00016 | 1.5 | 13.34% | 90.118
8 | 23 | 19 | 30 | 100 | 100 | 0 | 0 | 0 | 0 | 1.5 | 13.34% | 0
8 | 23 | 20 | 30 | 100 | 100 | 0 | 0 | 0 | 0 | 1.5 | 13.34% | 0
8 | 23 | 21 | 30 | 100 | 100 | 0 | 0 | 0 | 0 | 1.5 | 13.34% | 0
8 | 23 | 22 | 30 | 100 | 100 | 0 | 0 | 0 | 0 | 1.5 | 13.34% | 0
8 | 23 | 23 | 30 | 100 | 100 | 0 | 0 | 0 | 0 | 1.5 | 13.34% | 0
8 | 24 | 0 | 30 | 100 | 100 | 0 | 0 | 0 | 0 | 1.5 | 13.34% | 0
8 | 24 | 1 | 30 | 100 | 100 | 0 | 0 | 0 | 0 | 1.5 | 13.34% | 0
8 | 24 | 2 | 30 | 100 | 100 | 0 | 0 | 0 | 0 | 1.5 | 13.34% | 0
8 | 24 | 3 | 30 | 100 | 100 | 0 | 0 | 0 | 0 | 1.5 | 13.34% | 0
8 | 24 | 4 | 30 | 100 | 100 | 0 | 0 | 0 | 0 | 1.5 | 13.34% | 0
8 | 24 | 5 | 30 | 100 | 100 | 0 | 0 | 0 | 0 | 1.5 | 13.34% | 0
8 | 24 | 6 | 30 | 99.47 | 10.0187 | 0.000835 | 0 | -7.6038e-05 | -0.00038 | 1.5 | 13.34% | 89.4513
8 | 24 | 7 | 30 | 100 | 11.2405 | 0.010256 | -0.00012 | -0.00092846 | -0.00464 | 1.5 | 13.34% | 88.7595
8 | 24 | 8 | 30 | 72.312 | 10.8157 | 0.017819 | -0.00014 | -0.0016128 | -0.00806 | 1.5 | 13.34% | 61.4963
8 | 24 | 9 | 30 | 33.999 | 10.5963 | 0.029915 | -0.0002 | -0.0026853 | -0.01342 | 1.5 | 13.34% | 23.4027
8 | 24 | 10 | 30 | 10.474 | 10.0164 | 0.067288 | -0.00025 | -0.0058989 | -0.02948 | 1.5 | 13.34% | 0.45764
8 | 24 | 11 | 30 | 0 | 9.5315 | 0.059602 | 0 | -0.0051866 | -0.02592 | 1.5 | 13.34% | 9.5315
8 | 24 | 12 | 30 | 0 | 9.5413 | 0.060327 | 0 | -0.0052546 | -0.02626 | 1.5 | 13.34% | 9.5413
8 | 24 | 13 | 30 | 0.64 | 6.1225 | 0.123 | -0.00212 | -0.0050985 | -0.02548 | 1.5 | 13.34% | 5.4825
8 | 24 | 14 | 30 | 20.212 | 26.2105 | 0.14673 | -0.03661 | -0.0014647 | -0.00732 | 1.5 | 13.34% | 5.9985
8 | 24 | 15 | 30 | 48.717 | 57.6216 | 0.11264 | -0.06341 | -0.00094847 | -0.00474 | 1.5 | 13.34% | 8.9046
8 | 24 | 16 | 30 | 97.931 | 56.5411 | 0.048466 | -0.02392 | -0.0022251 | -0.01112 | 1.5 | 13.34% | 41.3899
8 | 24 | 17 | 30 | 100 | 74.4098 | 0.022087 | -0.01536 | -0.00061631 | -0.00308 | 1.5 | 13.34% | 25.5902
8 | 24 | 18 | 30 | 100 | 10.1179 | 0.001372 | 0 | -0.00012606 | -0.00063 | 1.5 | 13.34% | 89.8821
8 | 24 | 19 | 30 | 100 | 100 | 0 | 0 | 0 | 0 | 1.5 | 13.34% | 0
8 | 24 | 20 | 30 | 100 | 100 | 0 | 0 | 0 | 0 | 1.5 | 13.34% | 0
8 | 24 | 21 | 30 | 100 | 100 | 0 | 0 | 0 | 0 | 1.5 | 13.34% | 0
8 | 24 | 22 | 30 | 100 | 100 | 0 | 0 | 0 | 0 | 1.5 | 13.34% | 0
8 | 24 | 23 | 30 | 100 | 100 | 0 | 0 | 0 | 0 | 1.5 | 13.34% | 0
8 | 25 | 0 | 30 | 100 | 100 | 0 | 0 | 0 | 0 | 1.5 | 13.34% | 0
8 | 25 | 1 | 30 | 100 | 100 | 0 | 0 | 0 | 0 | 1.5 | 13.34% | 0
8 | 25 | 2 | 30 | 100 | 100 | 0 | 0 | 0 | 0 | 1.5 | 13.34% | 0
8 | 25 | 3 | 30 | 100 | 100 | 0 | 0 | 0 | 0 | 1.5 | 13.34% | 0
8 | 25 | 4 | 30 | 100 | 100 | 0 | 0 | 0 | 0 | 1.5 | 13.34% | 0
8 | 25 | 5 | 30 | 100 | 100 | 0 | 0 | 0 | 0 | 1.5 | 13.34% | 0
8 | 25 | 6 | 30 | 100 | 10.0901 | 0.003777 | 0 | -0.00034617 | -0.00173 | 1.5 | 13.34% | 89.9099
8 | 25 | 7 | 30 | 100 | 83.7351 | 0.04572 | -0.03678 | -0.00081841 | -0.00409 | 1.5 | 13.34% | 16.2649
8 | 25 | 8 | 30 | 72.153 | 63.1572 | 0.10436 | -0.06373 | -0.0013367 | -0.00668 | 1.5 | 13.34% | 8.9958
8 | 25 | 9 | 30 | 33.834 | 31.5509 | 0.15536 | -0.04693 | -0.0015868 | -0.00793 | 1.5 | 13.34% | 2.2831
8 | 25 | 10 | 30 | 10.385 | 9.0033 | 0.19318 | -0.01558 | -0.0016628 | -0.00831 | 1.5 | 13.34% | 1.3817
8 | 25 | 11 | 30 | 0 | 0.78144 | 0.21497 | 0 | -0.0016668 | -0.00833 | 1.5 | 13.34% | 0.78144
8 | 25 | 12 | 30 | 0 | 0.76374 | 0.21965 | 0 | -0.0016648 | -0.00832 | 1.5 | 13.34% | 0.76374
8 | 25 | 13 | 30 | 0.697 | 3.7073 | 0.20674 | -0.00594 | -0.0016628 | -0.00831 | 1.5 | 13.34% | 3.0103
8 | 25 | 14 | 30 | 20.296 | 26.3498 | 0.17691 | -0.04456 | -0.0016268 | -0.00813 | 1.5 | 13.34% | 6.0538
8 | 25 | 15 | 30 | 48.874 | 56.1826 | 0.13243 | -0.07209 | -0.0014807 | -0.0074 | 1.5 | 13.34% | 7.3086
8 | 25 | 16 | 30 | 98.089 | 86.0701 | 0.077209 | -0.06438 | -0.0011146 | -0.00557 | 1.5 | 13.34% | 12.0189
8 | 25 | 17 | 30 | 100 | 89.6838 | 0.017472 | -0.01529 | -0.0002001 | -0.001 | 1.5 | 13.34% | 10.3162
8 | 25 | 18 | 30 | 100 | 10.094 | 0.000122 | 0 | -1.1186e-05 | -5.59e-05 | 1.5 | 13.34% | 89.906
8 | 25 | 19 | 30 | 100 | 100 | 0 | 0 | 0 | 0 | 1.5 | 13.34% | 0
8 | 25 | 20 | 30 | 100 | 100 | 0 | 0 | 0 | 0 | 1.5 | 13.34% | 0
8 | 25 | 21 | 30 | 100 | 100 | 0 | 0 | 0 | 0 | 1.5 | 13.34% | 0
8 | 25 | 22 | 30 | 100 | 100 | 0 | 0 | 0 | 0 | 1.5 | 13.34% | 0
8 | 25 | 23 | 30 | 100 | 100 | 0 | 0 | 0 | 0 | 1.5 | 13.34% | 0
8 | 26 | 0 | 30 | 100 | 100 | 0 | 0 | 0 | 0 | 1.5 | 13.34% | 0
8 | 26 | 1 | 30 | 100 | 100 | 0 | 0 | 0 | 0 | 1.5 | 13.34% | 0
8 | 26 | 2 | 30 | 100 | 100 | 0 | 0 | 0 | 0 | 1.5 | 13.34% | 0
8 | 26 | 3 | 30 | 100 | 100 | 0 | 0 | 0 | 0 | 1.5 | 13.34% | 0
8 | 26 | 4 | 30 | 100 | 100 | 0 | 0 | 0 | 0 | 1.5 | 13.34% | 0
8 | 26 | 5 | 30 | 100 | 100 | 0 | 0 | 0 | 0 | 1.5 | 13.34% | 0
8 | 26 | 6 | 30 | 99.815 | 10.1007 | 0.003817 | 0 | -0.00035017 | -0.00175 | 1.5 | 13.34% | 89.7143
8 | 26 | 7 | 30 | 100 | 83.994 | 0.04567 | -0.03688 | -0.0008044 | -0.00402 | 1.5 | 13.34% | 16.006
8 | 26 | 8 | 30 | 71.763 | 63.2781 | 0.10358 | -0.06341 | -0.0013067 | -0.00653 | 1.5 | 13.34% | 8.4849
8 | 26 | 9 | 30 | 33.689 | 31.5865 | 0.15388 | -0.04657 | -0.0015468 | -0.00773 | 1.5 | 13.34% | 2.1025
8 | 26 | 10 | 30 | 10.27 | 8.9976 | 0.1911 | -0.01543 | -0.0016188 | -0.00809 | 1.5 | 13.34% | 1.2724
8 | 26 | 11 | 30 | 0 | 0.76933 | 0.21256 | 0 | -0.0016228 | -0.00811 | 1.5 | 13.34% | 0.76933
8 | 26 | 12 | 30 | 0 | 0.75157 | 0.21701 | 0 | -0.0016188 | -0.00809 | 1.5 | 13.34% | 0.75157
8 | 26 | 13 | 30 | 0.739 | 3.6975 | 0.2041 | -0.00587 | -0.0016168 | -0.00808 | 1.5 | 13.34% | 2.9585
8 | 26 | 14 | 30 | 20.394 | 26.3748 | 0.17477 | -0.04409 | -0.0015868 | -0.00793 | 1.5 | 13.34% | 5.9808
8 | 26 | 15 | 30 | 49.014 | 56.2518 | 0.13083 | -0.07134 | -0.0014427 | -0.00721 | 1.5 | 13.34% | 7.2378
8 | 26 | 16 | 30 | 98.236 | 86.2307 | 0.076195 | -0.06368 | -0.0010865 | -0.00543 | 1.5 | 13.34% | 12.0053
8 | 26 | 17 | 30 | 99.928 | 88.2714 | 0.01743 | -0.01496 | -0.00022611 | -0.00113 | 1.5 | 13.34% | 11.6566
8 | 26 | 18 | 30 | 100 | 10.0481 | 0.000119 | 0 | -1.0865e-05 | -5.43e-05 | 1.5 | 13.34% | 89.9519
8 | 26 | 19 | 30 | 100 | 100 | 0 | 0 | 0 | 0 | 1.5 | 13.34% | 0
8 | 26 | 20 | 30 | 100 | 100 | 0 | 0 | 0 | 0 | 1.5 | 13.34% | 0
8 | 26 | 21 | 30 | 100 | 100 | 0 | 0 | 0 | 0 | 1.5 | 13.34% | 0
8 | 26 | 22 | 30 | 100 | 100 | 0 | 0 | 0 | 0 | 1.5 | 13.34% | 0
8 | 26 | 23 | 30 | 100 | 100 | 0 | 0 | 0 | 0 | 1.5 | 13.34% | 0
8 | 27 | 0 | 30 | 100 | 100 | 0 | 0 | 0 | 0 | 1.5 | 13.34% | 0
8 | 27 | 1 | 30 | 100 | 100 | 0 | 0 | 0 | 0 | 1.5 | 13.34% | 0
8 | 27 | 2 | 30 | 100 | 100 | 0 | 0 | 0 | 0 | 1.5 | 13.34% | 0
8 | 27 | 3 | 30 | 100 | 100 | 0 | 0 | 0 | 0 | 1.5 | 13.34% | 0
8 | 27 | 4 | 30 | 100 | 100 | 0 | 0 | 0 | 0 | 1.5 | 13.34% | 0
8 | 27 | 5 | 30 | 100 | 100 | 0 | 0 | 0 | 0 | 1.5 | 13.34% | 0
8 | 27 | 6 | 30 | 100 | 10.0796 | 0.003715 | 0 | -0.00034017 | -0.0017 | 1.5 | 13.34% | 89.9204
8 | 27 | 7 | 30 | 100 | 94.7236 | 0.043042 | -0.04028 | -0.00025213 | -0.00126 | 1.5 | 13.34% | 5.2764
8 | 27 | 8 | 30 | 71.527 | 63.5372 | 0.10014 | -0.06163 | -0.0012206 | -0.0061 | 1.5 | 13.34% | 7.9898
8 | 27 | 9 | 30 | 33.62 | 31.6806 | 0.14837 | -0.04511 | -0.0014387 | -0.00719 | 1.5 | 13.34% | 1.9394
8 | 27 | 10 | 30 | 10.149 | 8.995 | 0.18419 | -0.01493 | -0.0015028 | -0.00751 | 1.5 | 13.34% | 1.154
8 | 27 | 11 | 30 | 0 | 0.73959 | 0.20469 | 0 | -0.0015028 | -0.00751 | 1.5 | 13.34% | 0.73959
8 | 27 | 12 | 30 | 0 | 0.72215 | 0.20876 | 0 | -0.0014967 | -0.00748 | 1.5 | 13.34% | 0.72215
8 | 27 | 13 | 30 | 0.83 | 3.6759 | 0.19608 | -0.00566 | -0.0014927 | -0.00746 | 1.5 | 13.34% | 2.8459
8 | 27 | 14 | 30 | 20.537 | 26.4313 | 0.16764 | -0.04246 | -0.0014627 | -0.00731 | 1.5 | 13.34% | 5.8943
8 | 27 | 15 | 30 | 49.197 | 56.4572 | 0.12549 | -0.06876 | -0.0013347 | -0.00667 | 1.5 | 13.34% | 7.2602
8 | 27 | 16 | 30 | 98.393 | 86.6508 | 0.072981 | -0.06136 | -0.0010065 | -0.00503 | 1.5 | 13.34% | 11.7422
8 | 27 | 17 | 30 | 99.956 | 83.5532 | 0.017274 | -0.01386 | -0.00031216 | -0.00156 | 1.5 | 13.34% | 16.4028
8 | 27 | 18 | 30 | 100 | 10.0955 | 0.000115 | 0 | -1.0545e-05 | -5.27e-05 | 1.5 | 13.34% | 89.9045
8 | 27 | 19 | 30 | 100 | 100 | 0 | 0 | 0 | 0 | 1.5 | 13.34% | 0
8 | 27 | 20 | 30 | 100 | 100 | 0 | 0 | 0 | 0 | 1.5 | 13.34% | 0
8 | 27 | 21 | 30 | 100 | 100 | 0 | 0 | 0 | 0 | 1.5 | 13.34% | 0
8 | 27 | 22 | 30 | 100 | 100 | 0 | 0 | 0 | 0 | 1.5 | 13.34% | 0
8 | 27 | 23 | 30 | 100 | 100 | 0 | 0 | 0 | 0 | 1.5 | 13.34% | 0
8 | 28 | 0 | 30 | 100 | 100 | 0 | 0 | 0 | 0 | 1.5 | 13.34% | 0
8 | 28 | 1 | 30 | 100 | 100 | 0 | 0 | 0 | 0 | 1.5 | 13.34% | 0
8 | 28 | 2 | 30 | 100 | 100 | 0 | 0 | 0 | 0 | 1.5 | 13.34% | 0
8 | 28 | 3 | 30 | 100 | 100 | 0 | 0 | 0 | 0 | 1.5 | 13.34% | 0
8 | 28 | 4 | 30 | 100 | 100 | 0 | 0 | 0 | 0 | 1.5 | 13.34% | 0
8 | 28 | 5 | 30 | 100 | 100 | 0 | 0 | 0 | 0 | 1.5 | 13.34% | 0
8 | 28 | 6 | 30 | 100 | 10.0677 | 0.003894 | 0 | -0.00035618 | -0.00178 | 1.5 | 13.34% | 89.9323
8 | 28 | 7 | 30 | 100 | 95.5774 | 0.044034 | -0.04166 | -0.00021811 | -0.00109 | 1.5 | 13.34% | 4.4226
8 | 28 | 8 | 30 | 71.29 | 63.5299 | 0.10152 | -0.06247 | -0.0012386 | -0.00619 | 1.5 | 13.34% | 7.7601
8 | 28 | 9 | 30 | 33.406 | 31.6767 | 0.15001 | -0.0456 | -0.0014567 | -0.00728 | 1.5 | 13.34% | 1.7293
8 | 28 | 10 | 30 | 10.092 | 8.9992 | 0.18599 | -0.01508 | -0.0015208 | -0.0076 | 1.5 | 13.34% | 1.0928
8 | 28 | 11 | 30 | 0 | 0.74082 | 0.20653 | 0 | -0.0015188 | -0.00759 | 1.5 | 13.34% | 0.74082
8 | 28 | 12 | 30 | 0 | 0.72491 | 0.21075 | 0 | -0.0015168 | -0.00758 | 1.5 | 13.34% | 0.72491
8 | 28 | 13 | 30 | 0.875 | 3.6809 | 0.19812 | -0.00572 | -0.0015168 | -0.00758 | 1.5 | 13.34% | 2.8059
8 | 28 | 14 | 30 | 20.679 | 26.4249 | 0.16946 | -0.0429 | -0.0014867 | -0.00743 | 1.5 | 13.34% | 5.7459
8 | 28 | 15 | 30 | 49.291 | 56.4261 | 0.12686 | -0.06946 | -0.0013567 | -0.00678 | 1.5 | 13.34% | 7.1351
8 | 28 | 16 | 30 | 98.488 | 86.572 | 0.073956 | -0.06211 | -0.0010265 | -0.00513 | 1.5 | 13.34% | 11.916
8 | 28 | 17 | 30 | 100 | 85.2332 | 0.017332 | -0.01425 | -0.00028214 | -0.00141 | 1.5 | 13.34% | 14.7668
8 | 28 | 18 | 30 | 100 | 10.0936 | 0.00011 | 0 | -1.0085e-05 | -5.04e-05 | 1.5 | 13.34% | 89.9064
8 | 28 | 19 | 30 | 100 | 100 | 0 | 0 | 0 | 0 | 1.5 | 13.34% | 0
8 | 28 | 20 | 30 | 100 | 100 | 0 | 0 | 0 | 0 | 1.5 | 13.34% | 0
8 | 28 | 21 | 30 | 100 | 100 | 0 | 0 | 0 | 0 | 1.5 | 13.34% | 0
8 | 28 | 22 | 30 | 100 | 100 | 0 | 0 | 0 | 0 | 1.5 | 13.34% | 0
8 | 28 | 23 | 30 | 100 | 100 | 0 | 0 | 0 | 0 | 1.5 | 13.34% | 0
8 | 29 | 0 | 30 | 100 | 100 | 0 | 0 | 0 | 0 | 1.5 | 13.34% | 0
8 | 29 | 1 | 30 | 100 | 100 | 0 | 0 | 0 | 0 | 1.5 | 13.34% | 0
8 | 29 | 2 | 30 | 100 | 100 | 0 | 0 | 0 | 0 | 1.5 | 13.34% | 0
8 | 29 | 3 | 30 | 100 | 100 | 0 | 0 | 0 | 0 | 1.5 | 13.34% | 0
8 | 29 | 4 | 30 | 100 | 100 | 0 | 0 | 0 | 0 | 1.5 | 13.34% | 0
8 | 29 | 5 | 30 | 100 | 100 | 0 | 0 | 0 | 0 | 1.5 | 13.34% | 0
8 | 29 | 6 | 30 | 99.734 | 10.0881 | 0.003865 | 0 | -0.00035418 | -0.00177 | 1.5 | 13.34% | 89.6459
8 | 29 | 7 | 30 | 100 | 84.0232 | 0.048931 | -0.03953 | -0.00086043 | -0.0043 | 1.5 | 13.34% | 15.9768
8 | 29 | 8 | 30 | 71.012 | 63.5533 | 0.10228 | -0.06297 | -0.0012426 | -0.00621 | 1.5 | 13.34% | 7.4587
8 | 29 | 9 | 30 | 33.332 | 31.7052 | 0.14852 | -0.04522 | -0.0014187 | -0.00709 | 1.5 | 13.34% | 1.6268
8 | 29 | 10 | 30 | 9.961 | 8.9952 | 0.18674 | -0.01514 | -0.0015208 | -0.0076 | 1.5 | 13.34% | 0.96584
8 | 29 | 11 | 30 | 0 | 6.1731 | 0.10896 | 0 | -0.0063352 | -0.03166 | 1.5 | 13.34% | 6.1731
8 | 29 | 12 | 30 | 0 | 5.4626 | 0.11891 | 0 | -0.0061591 | -0.03078 | 1.5 | 13.34% | 5.4626
8 | 29 | 13 | 30 | 0.889 | 6.3214 | 0.12088 | -0.00198 | -0.0053247 | -0.02661 | 1.5 | 13.34% | 5.4324
8 | 29 | 14 | 30 | 20.769 | 20.5711 | 0.10773 | -0.01695 | -0.0043222 | -0.0216 | 1.5 | 13.34% | 0.19787
8 | 29 | 15 | 30 | 49.522 | 37.4701 | 0.077695 | -0.02426 | -0.0035298 | -0.01764 | 1.5 | 13.34% | 12.0519
8 | 29 | 16 | 30 | 98.593 | 55.791 | 0.048104 | -0.02334 | -0.0022451 | -0.01122 | 1.5 | 13.34% | 42.802
8 | 29 | 17 | 30 | 99.989 | 39.5676 | 0.015632 | -0.0048 | -0.0009925 | -0.00496 | 1.5 | 13.34% | 60.4214
8 | 29 | 18 | 30 | 100 | 10.0569 | 0.00015 | 0 | -1.3707e-05 | -6.85e-05 | 1.5 | 13.34% | 89.9431
8 | 29 | 19 | 30 | 100 | 100 | 0 | 0 | 0 | 0 | 1.5 | 13.34% | 0
8 | 29 | 20 | 30 | 100 | 100 | 0 | 0 | 0 | 0 | 1.5 | 13.34% | 0
8 | 29 | 21 | 30 | 100 | 100 | 0 | 0 | 0 | 0 | 1.5 | 13.34% | 0
8 | 29 | 22 | 30 | 100 | 100 | 0 | 0 | 0 | 0 | 1.5 | 13.34% | 0
8 | 29 | 23 | 30 | 100 | 100 | 0 | 0 | 0 | 0 | 1.5 | 13.34% | 0
8 | 30 | 0 | 30 | 100 | 100 | 0 | 0 | 0 | 0 | 1.5 | 13.34% | 0
8 | 30 | 1 | 30 | 100 | 100 | 0 | 0 | 0 | 0 | 1.5 | 13.34% | 0
8 | 30 | 2 | 30 | 100 | 100 | 0 | 0 | 0 | 0 | 1.5 | 13.34% | 0
8 | 30 | 3 | 30 | 100 | 100 | 0 | 0 | 0 | 0 | 1.5 | 13.34% | 0
8 | 30 | 4 | 30 | 100 | 100 | 0 | 0 | 0 | 0 | 1.5 | 13.34% | 0
8 | 30 | 5 | 30 | 100 | 100 | 0 | 0 | 0 | 0 | 1.5 | 13.34% | 0
8 | 30 | 6 | 30 | 100 | 10.0369 | 0.002808 | 0 | -0.00025613 | -0.00128 | 1.5 | 13.34% | 89.9631
8 | 30 | 7 | 30 | 100 | 56.0526 | 0.032852 | -0.01601 | -0.0015408 | -0.0077 | 1.5 | 13.34% | 43.9474
8 | 30 | 8 | 30 | 70.75 | 36.674 | 0.058672 | -0.01721 | -0.0031516 | -0.01575 | 1.5 | 13.34% | 34.076
8 | 30 | 9 | 30 | 33.172 | 17.6875 | 0.074393 | -0.00753 | -0.0047824 | -0.0239 | 1.5 | 13.34% | 15.4845
8 | 30 | 10 | 30 | 9.843 | 9.3688 | 0.11961 | -0.00612 | -0.0046503 | -0.02324 | 1.5 | 13.34% | 0.47422
8 | 30 | 11 | 30 | 0 | 4.9678 | 0.12219 | 0 | -0.0057829 | -0.0289 | 1.5 | 13.34% | 4.9678
8 | 30 | 12 | 30 | 0 | 1.9351 | 0.16686 | 0 | -0.0031676 | -0.01583 | 1.5 | 13.34% | 1.9351
8 | 30 | 13 | 30 | 0.979 | 5.3216 | 0.13868 | -0.00291 | -0.0042441 | -0.02121 | 1.5 | 13.34% | 4.3426
8 | 30 | 14 | 30 | 20.917 | 15.0176 | 0.080229 | -0.00577 | -0.0054587 | -0.02728 | 1.5 | 13.34% | 5.8994
8 | 30 | 15 | 30 | 49.714 | 27.4897 | 0.064811 | -0.01263 | -0.004068 | -0.02033 | 1.5 | 13.34% | 22.2243
8 | 30 | 16 | 30 | 98.757 | 58.6872 | 0.049408 | -0.02557 | -0.0021591 | -0.01079 | 1.5 | 13.34% | 40.0698
8 | 30 | 17 | 30 | 99.998 | 44.1991 | 0.015877 | -0.00567 | -0.00093447 | -0.00467 | 1.5 | 13.34% | 55.7989
8 | 30 | 18 | 30 | 100 | 10.0945 | 0.000146 | 0 | -1.3387e-05 | -6.69e-05 | 1.5 | 13.34% | 89.9055
8 | 30 | 19 | 30 | 100 | 100 | 0 | 0 | 0 | 0 | 1.5 | 13.34% | 0
8 | 30 | 20 | 30 | 100 | 100 | 0 | 0 | 0 | 0 | 1.5 | 13.34% | 0
8 | 30 | 21 | 30 | 100 | 100 | 0 | 0 | 0 | 0 | 1.5 | 13.34% | 0
8 | 30 | 22 | 30 | 100 | 100 | 0 | 0 | 0 | 0 | 1.5 | 13.34% | 0
8 | 30 | 23 | 30 | 100 | 100 | 0 | 0 | 0 | 0 | 1.5 | 13.34% | 0
8 | 31 | 0 | 30 | 100 | 100 | 0 | 0 | 0 | 0 | 1.5 | 13.34% | 0
8 | 31 | 1 | 30 | 100 | 100 | 0 | 0 | 0 | 0 | 1.5 | 13.34% | 0
8 | 31 | 2 | 30 | 100 | 100 | 0 | 0 | 0 | 0 | 1.5 | 13.34% | 0
8 | 31 | 3 | 30 | 100 | 100 | 0 | 0 | 0 | 0 | 1.5 | 13.34% | 0
8 | 31 | 4 | 30 | 100 | 100 | 0 | 0 | 0 | 0 | 1.5 | 13.34% | 0
8 | 31 | 5 | 30 | 100 | 100 | 0 | 0 | 0 | 0 | 1.5 | 13.34% | 0
8 | 31 | 6 | 30 | 100 | 10.0665 | 0.005601 | 0 | -0.00051226 | -0.00256 | 1.5 | 13.34% | 89.9335
8 | 31 | 7 | 30 | 100 | 83.7054 | 0.052743 | -0.04241 | -0.00094647 | -0.00473 | 1.5 | 13.34% | 16.2946
8 | 31 | 8 | 30 | 70.453 | 62.8217 | 0.11806 | -0.0716 | -0.0015768 | -0.00788 | 1.5 | 13.34% | 7.6313
8 | 31 | 9 | 30 | 33.026 | 31.4229 | 0.17373 | -0.05214 | -0.0018649 | -0.00932 | 1.5 | 13.34% | 1.6031
8 | 31 | 10 | 30 | 9.768 | 9.0013 | 0.19903 | -0.01607 | -0.0016928 | -0.00846 | 1.5 | 13.34% | 0.76673
8 | 31 | 11 | 30 | 0 | 4.6949 | 0.12561 | 0 | -0.0056328 | -0.02815 | 1.5 | 13.34% | 4.6949
8 | 31 | 12 | 30 | 0 | 5.7616 | 0.11607 | 0 | -0.0063232 | -0.0316 | 1.5 | 13.34% | 5.7616
8 | 31 | 13 | 30 | 1.073 | 6.5225 | 0.11788 | -0.00181 | -0.0055188 | -0.02758 | 1.5 | 13.34% | 5.4495
8 | 31 | 14 | 30 | 20.964 | 19.718 | 0.10332 | -0.01487 | -0.0045963 | -0.02297 | 1.5 | 13.34% | 1.246
8 | 31 | 15 | 30 | 49.874 | 31.4887 | 0.069845 | -0.01686 | -0.003904 | -0.01951 | 1.5 | 13.34% | 18.3853
8 | 31 | 16 | 30 | 98.846 | 47.9855 | 0.044536 | -0.01777 | -0.0024332 | -0.01216 | 1.5 | 13.34% | 50.8605
8 | 31 | 17 | 30 | 100 | 31.1506 | 0.014753 | -0.00321 | -0.0010565 | -0.00528 | 1.5 | 13.34% | 68.8494
8 | 31 | 18 | 30 | 100 | 10.0459 | 0.000169 | 0 | -1.5428e-05 | -7.71e-05 | 1.5 | 13.34% | 89.9541
8 | 31 | 19 | 30 | 100 | 100 | 0 | 0 | 0 | 0 | 1.5 | 13.34% | 0
8 | 31 | 20 | 30 | 100 | 100 | 0 | 0 | 0 | 0 | 1.5 | 13.34% | 0
8 | 31 | 21 | 30 | 100 | 100 | 0 | 0 | 0 | 0 | 1.5 | 13.34% | 0
8 | 31 | 22 | 30 | 100 | 100 | 0 | 0 | 0 | 0 | 1.5 | 13.34% | 0
8 | 31 | 23 | 30 | 100 | 100 | 0 | 0 | 0 | 0 | 1.5 | 13.34% | 0
9 | 1 | 0 | 30 | 100 | 100 | 0 | 0 | 0 | 0 | 1.5 | 13.34% | 0
9 | 1 | 1 | 30 | 100 | 100 | 0 | 0 | 0 | 0 | 1.5 | 13.34% | 0
9 | 1 | 2 | 30 | 100 | 100 | 0 | 0 | 0 | 0 | 1.5 | 13.34% | 0
9 | 1 | 3 | 30 | 100 | 100 | 0 | 0 | 0 | 0 | 1.5 | 13.34% | 0
9 | 1 | 4 | 30 | 100 | 100 | 0 | 0 | 0 | 0 | 1.5 | 13.34% | 0
9 | 1 | 5 | 30 | 100 | 100 | 0 | 0 | 0 | 0 | 1.5 | 13.34% | 0
9 | 1 | 6 | 30 | 100 | 10.064 | 0.000941 | 0 | -8.6043e-05 | -0.00043 | 1.5 | 13.34% | 89.936
9 | 1 | 7 | 30 | 100 | 12.4283 | 0.014212 | -0.00034 | -0.0012686 | -0.00634 | 1.5 | 13.34% | 87.5717
9 | 1 | 8 | 30 | 70.291 | 13.199 | 0.032517 | -0.00108 | -0.0028374 | -0.01418 | 1.5 | 13.34% | 57.092
9 | 1 | 9 | 30 | 32.852 | 10.4436 | 0.027548 | -0.00013 | -0.0024872 | -0.01243 | 1.5 | 13.34% | 22.4084
9 | 1 | 10 | 30 | 9.662 | 9.3408 | 0.12347 | -0.00663 | -0.0044842 | -0.02241 | 1.5 | 13.34% | 0.32118
9 | 1 | 11 | 30 | 0 | 9.4453 | 0.078856 | 0 | -0.0068054 | -0.03401 | 1.5 | 13.34% | 9.4453
9 | 1 | 12 | 30 | 0 | 9.3062 | 0.081766 | 0 | -0.0069615 | -0.03479 | 1.5 | 13.34% | 9.3062
9 | 1 | 13 | 30 | 1.101 | 7.2659 | 0.10679 | -0.00129 | -0.006031 | -0.03014 | 1.5 | 13.34% | 6.1649
9 | 1 | 14 | 30 | 21.068 | 21.2156 | 0.11185 | -0.01875 | -0.0041081 | -0.02053 | 1.5 | 13.34% | 0.14756
9 | 1 | 15 | 30 | 50.15 | 30.4247 | 0.068487 | -0.01568 | -0.003954 | -0.01976 | 1.5 | 13.34% | 19.7253
9 | 1 | 16 | 30 | 99.008 | 62.3132 | 0.051064 | -0.02851 | -0.002039 | -0.01019 | 1.5 | 13.34% | 36.6948
9 | 1 | 17 | 30 | 100 | 75.3011 | 0.021763 | -0.01536 | -0.00058629 | -0.00293 | 1.5 | 13.34% | 24.6989
9 | 1 | 18 | 30 | 100 | 9.9628 | 0.000773 | 0 | -7.0035e-05 | -0.00035 | 1.5 | 13.34% | 90.0372
9 | 1 | 19 | 30 | 100 | 100 | 0 | 0 | 0 | 0 | 1.5 | 13.34% | 0
9 | 1 | 20 | 30 | 100 | 100 | 0 | 0 | 0 | 0 | 1.5 | 13.34% | 0
9 | 1 | 21 | 30 | 100 | 100 | 0 | 0 | 0 | 0 | 1.5 | 13.34% | 0
9 | 1 | 22 | 30 | 100 | 100 | 0 | 0 | 0 | 0 | 1.5 | 13.34% | 0
9 | 1 | 23 | 30 | 100 | 100 | 0 | 0 | 0 | 0 | 1.5 | 13.34% | 0
9 | 2 | 0 | 30 | 100 | 100 | 0 | 0 | 0 | 0 | 1.5 | 13.34% | 0
9 | 2 | 1 | 30 | 100 | 100 | 0 | 0 | 0 | 0 | 1.5 | 13.34% | 0
9 | 2 | 2 | 30 | 100 | 100 | 0 | 0 | 0 | 0 | 1.5 | 13.34% | 0
9 | 2 | 3 | 30 | 100 | 100 | 0 | 0 | 0 | 0 | 1.5 | 13.34% | 0
9 | 2 | 4 | 30 | 100 | 100 | 0 | 0 | 0 | 0 | 1.5 | 13.34% | 0
9 | 2 | 5 | 30 | 100 | 100 | 0 | 0 | 0 | 0 | 1.5 | 13.34% | 0
9 | 2 | 6 | 30 | 100 | 10.0852 | 0.006771 | 0 | -0.00062031 | -0.0031 | 1.5 | 13.34% | 89.9148
9 | 2 | 7 | 30 | 100 | 60.43 | 0.034876 | -0.0187 | -0.0014807 | -0.0074 | 1.5 | 13.34% | 39.57
9 | 2 | 8 | 30 | 70.001 | 67.9371 | 0.098076 | -0.0658 | -0.00049425 | -0.00247 | 1.5 | 13.34% | 2.0639
9 | 2 | 9 | 30 | 32.724 | 31.8313 | 0.13481 | -0.0413 | -0.0012226 | -0.00611 | 1.5 | 13.34% | 0.89269
9 | 2 | 10 | 30 | 9.527 | 8.9966 | 0.19638 | -0.01589 | -0.0016308 | -0.00815 | 1.5 | 13.34% | 0.53039
9 | 2 | 11 | 30 | 0 | 0.81124 | 0.23548 | 0 | -0.0018949 | -0.00947 | 1.5 | 13.34% | 0.81124
9 | 2 | 12 | 30 | 0 | 3.8404 | 0.13932 | 0 | -0.0051526 | -0.02575 | 1.5 | 13.34% | 3.8404
9 | 2 | 13 | 30 | 1.19 | 10.0637 | 0.028204 | -1.71e-06 | -0.0025773 | -0.01288 | 1.5 | 13.34% | 8.8737
9 | 2 | 14 | 30 | 21.182 | 10.0789 | 0.0132 | 0 | -0.0012086 | -0.00604 | 1.5 | 13.34% | 11.1031
9 | 2 | 15 | 30 | 50.3 | 10.0698 | 0.01028 | 0 | -0.00094047 | -0.0047 | 1.5 | 13.34% | 40.2302
9 | 2 | 16 | 30 | 99.139 | 10.0691 | 0.006584 | 0 | -0.0006023 | -0.00301 | 1.5 | 13.34% | 89.0699
9 | 2 | 17 | 30 | 100 | 10.0488 | 0.002542 | 0 | -0.00023212 | -0.00116 | 1.5 | 13.34% | 89.9512
9 | 2 | 18 | 30 | 100 | 10.0646 | 8.95e-05 | 0 | -8.1841e-06 | -4.09e-05 | 1.5 | 13.34% | 89.9354
9 | 2 | 19 | 30 | 100 | 100 | 0 | 0 | 0 | 0 | 1.5 | 13.34% | 0
9 | 2 | 20 | 30 | 100 | 100 | 0 | 0 | 0 | 0 | 1.5 | 13.34% | 0
9 | 2 | 21 | 30 | 100 | 100 | 0 | 0 | 0 | 0 | 1.5 | 13.34% | 0
9 | 2 | 22 | 30 | 100 | 100 | 0 | 0 | 0 | 0 | 1.5 | 13.34% | 0
9 | 2 | 23 | 30 | 100 | 100 | 0 | 0 | 0 | 0 | 1.5 | 13.34% | 0
9 | 3 | 0 | 30 | 100 | 100 | 0 | 0 | 0 | 0 | 1.5 | 13.34% | 0
9 | 3 | 1 | 30 | 100 | 100 | 0 | 0 | 0 | 0 | 1.5 | 13.34% | 0
9 | 3 | 2 | 30 | 100 | 100 | 0 | 0 | 0 | 0 | 1.5 | 13.34% | 0
9 | 3 | 3 | 30 | 100 | 100 | 0 | 0 | 0 | 0 | 1.5 | 13.34% | 0
9 | 3 | 4 | 30 | 100 | 100 | 0 | 0 | 0 | 0 | 1.5 | 13.34% | 0
9 | 3 | 5 | 30 | 100 | 100 | 0 | 0 | 0 | 0 | 1.5 | 13.34% | 0
9 | 3 | 6 | 30 | 100 | 10.0975 | 0.004429 | 0 | -0.0004062 | -0.00203 | 1.5 | 13.34% | 89.9025
9 | 3 | 7 | 30 | 100 | 95.1993 | 0.047303 | -0.04454 | -0.00025213 | -0.00126 | 1.5 | 13.34% | 4.8007
9 | 3 | 8 | 30 | 69.763 | 63.7846 | 0.10436 | -0.06455 | -0.0012306 | -0.00615 | 1.5 | 13.34% | 5.9784
9 | 3 | 9 | 30 | 32.586 | 31.744 | 0.15251 | -0.04652 | -0.0014367 | -0.00718 | 1.5 | 13.34% | 0.84199
9 | 3 | 10 | 30 | 9.467 | 8.9953 | 0.18793 | -0.01528 | -0.0014907 | -0.00745 | 1.5 | 13.34% | 0.47171
9 | 3 | 11 | 30 | 0 | 0.72156 | 0.20809 | 0 | -0.0014907 | -0.00745 | 1.5 | 13.34% | 0.72156
9 | 3 | 12 | 30 | 0 | 0.70688 | 0.21181 | 0 | -0.0014867 | -0.00743 | 1.5 | 13.34% | 0.70688
9 | 3 | 13 | 30 | 1.277 | 3.669 | 0.19884 | -0.00575 | -0.0014907 | -0.00745 | 1.5 | 13.34% | 2.392
9 | 3 | 14 | 30 | 21.322 | 26.4505 | 0.16992 | -0.04309 | -0.0014667 | -0.00733 | 1.5 | 13.34% | 5.1285
9 | 3 | 15 | 30 | 50.544 | 56.509 | 0.12698 | -0.06966 | -0.0013387 | -0.00669 | 1.5 | 13.34% | 5.965
9 | 3 | 16 | 30 | 99.275 | 86.7741 | 0.073805 | -0.06216 | -0.0010085 | -0.00504 | 1.5 | 13.34% | 12.5009
9 | 3 | 17 | 30 | 100 | 84.5788 | 0.017202 | -0.01401 | -0.00029215 | -0.00146 | 1.5 | 13.34% | 15.4212
9 | 3 | 18 | 30 | 100 | 10.0926 | 8.6e-05 | 0 | -7.8839e-06 | -3.94e-05 | 1.5 | 13.34% | 89.9074
9 | 3 | 19 | 30 | 100 | 100 | 0 | 0 | 0 | 0 | 1.5 | 13.34% | 0
9 | 3 | 20 | 30 | 100 | 100 | 0 | 0 | 0 | 0 | 1.5 | 13.34% | 0
9 | 3 | 21 | 30 | 100 | 100 | 0 | 0 | 0 | 0 | 1.5 | 13.34% | 0
9 | 3 | 22 | 30 | 100 | 100 | 0 | 0 | 0 | 0 | 1.5 | 13.34% | 0
9 | 3 | 23 | 30 | 100 | 100 | 0 | 0 | 0 | 0 | 1.5 | 13.34% | 0
9 | 4 | 0 | 30 | 100 | 100 | 0 | 0 | 0 | 0 | 1.5 | 13.34% | 0
9 | 4 | 1 | 30 | 100 | 100 | 0 | 0 | 0 | 0 | 1.5 | 13.34% | 0
9 | 4 | 2 | 30 | 100 | 100 | 0 | 0 | 0 | 0 | 1.5 | 13.34% | 0
9 | 4 | 3 | 30 | 100 | 100 | 0 | 0 | 0 | 0 | 1.5 | 13.34% | 0
9 | 4 | 4 | 30 | 100 | 100 | 0 | 0 | 0 | 0 | 1.5 | 13.34% | 0
9 | 4 | 5 | 30 | 100 | 100 | 0 | 0 | 0 | 0 | 1.5 | 13.34% | 0
9 | 4 | 6 | 30 | 100 | 10.0672 | 0.004638 | 0 | -0.00042421 | -0.00212 | 1.5 | 13.34% | 89.9328
9 | 4 | 7 | 30 | 100 | 96.8328 | 0.049042 | -0.04715 | -0.00017209 | -0.00086 | 1.5 | 13.34% | 3.1672
9 | 4 | 8 | 30 | 69.408 | 63.6559 | 0.1081 | -0.06669 | -0.0012966 | -0.00648 | 1.5 | 13.34% | 5.7521
9 | 4 | 9 | 30 | 32.442 | 31.6908 | 0.15817 | -0.04812 | -0.0015228 | -0.00761 | 1.5 | 13.34% | 0.7512
9 | 4 | 10 | 30 | 9.303 | 8.9949 | 0.19583 | -0.01587 | -0.0016008 | -0.008 | 1.5 | 13.34% | 0.30806
9 | 4 | 11 | 30 | 0 | 0.74889 | 0.21805 | 0 | -0.0016208 | -0.0081 | 1.5 | 13.34% | 0.74889
9 | 4 | 12 | 30 | 0 | 0.74087 | 0.22393 | 0 | -0.0016468 | -0.00823 | 1.5 | 13.34% | 0.74087
9 | 4 | 13 | 30 | 1.322 | 3.699 | 0.21274 | -0.00612 | -0.0016868 | -0.00843 | 1.5 | 13.34% | 2.377
9 | 4 | 14 | 30 | 21.403 | 26.3394 | 0.18527 | -0.04663 | -0.0017169 | -0.00858 | 1.5 | 13.34% | 4.9364
9 | 4 | 15 | 30 | 50.681 | 55.9757 | 0.14269 | -0.0773 | -0.0016488 | -0.00824 | 1.5 | 13.34% | 5.2947
9 | 4 | 16 | 30 | 99.268 | 85.6448 | 0.083485 | -0.06919 | -0.0012446 | -0.00622 | 1.5 | 13.34% | 13.6232
9 | 4 | 17 | 30 | 100 | 76.2038 | 0.020508 | -0.01469 | -0.00053227 | -0.00266 | 1.5 | 13.34% | 23.7962
9 | 4 | 18 | 30 | 100 | 9.9805 | 0.000441 | 0 | -4.002e-05 | -0.0002 | 1.5 | 13.34% | 90.0195
9 | 4 | 19 | 30 | 100 | 100 | 0 | 0 | 0 | 0 | 1.5 | 13.34% | 0
9 | 4 | 20 | 30 | 100 | 100 | 0 | 0 | 0 | 0 | 1.5 | 13.34% | 0
9 | 4 | 21 | 30 | 100 | 100 | 0 | 0 | 0 | 0 | 1.5 | 13.34% | 0
9 | 4 | 22 | 30 | 100 | 100 | 0 | 0 | 0 | 0 | 1.5 | 13.34% | 0
9 | 4 | 23 | 30 | 100 | 100 | 0 | 0 | 0 | 0 | 1.5 | 13.34% | 0
9 | 5 | 0 | 30 | 100 | 100 | 0 | 0 | 0 | 0 | 1.5 | 13.34% | 0
9 | 5 | 1 | 30 | 100 | 100 | 0 | 0 | 0 | 0 | 1.5 | 13.34% | 0
9 | 5 | 2 | 30 | 100 | 100 | 0 | 0 | 0 | 0 | 1.5 | 13.34% | 0
9 | 5 | 3 | 30 | 100 | 100 | 0 | 0 | 0 | 0 | 1.5 | 13.34% | 0
9 | 5 | 4 | 30 | 100 | 100 | 0 | 0 | 0 | 0 | 1.5 | 13.34% | 0
9 | 5 | 5 | 30 | 100 | 100 | 0 | 0 | 0 | 0 | 1.5 | 13.34% | 0
9 | 5 | 6 | 30 | 100 | 10.1349 | 0.001022 | 0 | -9.4047e-05 | -0.00047 | 1.5 | 13.34% | 89.8651
9 | 5 | 7 | 30 | 100 | 10.0629 | 0.00499 | 0 | -0.00045623 | -0.00228 | 1.5 | 13.34% | 89.9371
9 | 5 | 8 | 30 | 69.169 | 13.1094 | 0.032294 | -0.00104 | -0.0028234 | -0.01411 | 1.5 | 13.34% | 56.0596
9 | 5 | 9 | 30 | 32.29 | 10.0697 | 0.012686 | 0 | -0.0011606 | -0.0058 | 1.5 | 13.34% | 22.2203
9 | 5 | 10 | 30 | 9.211 | 10.0046 | 0.055335 | -0.00024 | -0.0048144 | -0.02406 | 1.5 | 13.34% | 0.79364
9 | 5 | 11 | 30 | 0 | 9.6046 | 0.070057 | 0 | -0.0061391 | -0.03068 | 1.5 | 13.34% | 9.6046
9 | 5 | 12 | 30 | 0 | 5.2673 | 0.12261 | 0 | -0.0061351 | -0.03066 | 1.5 | 13.34% | 5.2673
9 | 5 | 13 | 30 | 1.408 | 4.5631 | 0.15637 | -0.00384 | -0.0031516 | -0.01575 | 1.5 | 13.34% | 3.1551
9 | 5 | 14 | 30 | 21.553 | 15.3899 | 0.082264 | -0.00638 | -0.0054427 | -0.0272 | 1.5 | 13.34% | 6.1631
9 | 5 | 15 | 30 | 50.922 | 37.7809 | 0.078297 | -0.02474 | -0.0035138 | -0.01756 | 1.5 | 13.34% | 13.1411
9 | 5 | 16 | 30 | 99.431 | 76.6191 | 0.058312 | -0.04213 | -0.0014427 | -0.00721 | 1.5 | 13.34% | 22.8119
9 | 5 | 17 | 30 | 100 | 75.4977 | 0.021676 | -0.01535 | -0.00057829 | -0.00289 | 1.5 | 13.34% | 24.5023
9 | 5 | 18 | 30 | 100 | 10.1354 | 0.000848 | 0 | -7.8039e-05 | -0.00039 | 1.5 | 13.34% | 89.8646
9 | 5 | 19 | 30 | 100 | 100 | 0 | 0 | 0 | 0 | 1.5 | 13.34% | 0
9 | 5 | 20 | 30 | 100 | 100 | 0 | 0 | 0 | 0 | 1.5 | 13.34% | 0
9 | 5 | 21 | 30 | 100 | 100 | 0 | 0 | 0 | 0 | 1.5 | 13.34% | 0
9 | 5 | 22 | 30 | 100 | 100 | 0 | 0 | 0 | 0 | 1.5 | 13.34% | 0
9 | 5 | 23 | 30 | 100 | 100 | 0 | 0 | 0 | 0 | 1.5 | 13.34% | 0
9 | 6 | 0 | 30 | 100 | 100 | 0 | 0 | 0 | 0 | 1.5 | 13.34% | 0
9 | 6 | 1 | 30 | 100 | 100 | 0 | 0 | 0 | 0 | 1.5 | 13.34% | 0
9 | 6 | 2 | 30 | 100 | 100 | 0 | 0 | 0 | 0 | 1.5 | 13.34% | 0
9 | 6 | 3 | 30 | 100 | 100 | 0 | 0 | 0 | 0 | 1.5 | 13.34% | 0
9 | 6 | 4 | 30 | 100 | 100 | 0 | 0 | 0 | 0 | 1.5 | 13.34% | 0
9 | 6 | 5 | 30 | 100 | 100 | 0 | 0 | 0 | 0 | 1.5 | 13.34% | 0
9 | 6 | 6 | 30 | 100 | 10.0888 | 0.004629 | 0 | -0.00042421 | -0.00212 | 1.5 | 13.34% | 89.9112
9 | 6 | 7 | 30 | 100 | 26.4901 | 0.025728 | -0.00434 | -0.001957 | -0.00978 | 1.5 | 13.34% | 73.5099
9 | 6 | 8 | 30 | 68.819 | 13.4206 | 0.034254 | -0.00122 | -0.0029775 | -0.01488 | 1.5 | 13.34% | 55.3984
9 | 6 | 9 | 30 | 32.093 | 11.7402 | 0.052381 | -0.00113 | -0.0044922 | -0.02245 | 1.5 | 13.34% | 20.3528
9 | 6 | 10 | 30 | 9.091 | 9.81 | 0.084788 | -0.00155 | -0.0061631 | -0.0308 | 1.5 | 13.34% | 0.71897
9 | 6 | 11 | 30 | 0 | 9.4834 | 0.079306 | 0 | -0.0068694 | -0.03433 | 1.5 | 13.34% | 9.4834
9 | 6 | 12 | 30 | 0 | 0.67527 | 0.20495 | 0 | -0.0013747 | -0.00687 | 1.5 | 13.34% | 0.67527
9 | 6 | 13 | 30 | 1.525 | 8.2247 | 0.09379 | -0.00073 | -0.0064532 | -0.03225 | 1.5 | 13.34% | 6.6997
9 | 6 | 14 | 30 | 21.729 | 10.6043 | 0.038361 | -0.00029 | -0.0034157 | -0.01707 | 1.5 | 13.34% | 11.1247
9 | 6 | 15 | 30 | 51.092 | 30.6804 | 0.068778 | -0.01595 | -0.003942 | -0.0197 | 1.5 | 13.34% | 20.4116
9 | 6 | 16 | 30 | 99.55 | 31.6291 | 0.036921 | -0.00823 | -0.0026193 | -0.01309 | 1.5 | 13.34% | 67.9209
9 | 6 | 17 | 30 | 100 | 10.0515 | 0.00287 | 0 | -0.00026213 | -0.00131 | 1.5 | 13.34% | 89.9485
9 | 6 | 18 | 30 | 100 | 10.0802 | 8.26e-05 | 0 | -7.5638e-06 | -3.78e-05 | 1.5 | 13.34% | 89.9198
9 | 6 | 19 | 30 | 100 | 100 | 0 | 0 | 0 | 0 | 1.5 | 13.34% | 0
9 | 6 | 20 | 30 | 100 | 100 | 0 | 0 | 0 | 0 | 1.5 | 13.34% | 0
9 | 6 | 21 | 30 | 100 | 100 | 0 | 0 | 0 | 0 | 1.5 | 13.34% | 0
9 | 6 | 22 | 30 | 100 | 100 | 0 | 0 | 0 | 0 | 1.5 | 13.34% | 0
9 | 6 | 23 | 30 | 100 | 100 | 0 | 0 | 0 | 0 | 1.5 | 13.34% | 0
9 | 7 | 0 | 30 | 100 | 100 | 0 | 0 | 0 | 0 | 1.5 | 13.34% | 0
9 | 7 | 1 | 30 | 100 | 100 | 0 | 0 | 0 | 0 | 1.5 | 13.34% | 0
9 | 7 | 2 | 30 | 100 | 100 | 0 | 0 | 0 | 0 | 1.5 | 13.34% | 0
9 | 7 | 3 | 30 | 100 | 100 | 0 | 0 | 0 | 0 | 1.5 | 13.34% | 0
9 | 7 | 4 | 30 | 100 | 100 | 0 | 0 | 0 | 0 | 1.5 | 13.34% | 0
9 | 7 | 5 | 30 | 100 | 100 | 0 | 0 | 0 | 0 | 1.5 | 13.34% | 0
9 | 7 | 6 | 30 | 100 | 9.9838 | 0.001014 | 0 | -9.2046e-05 | -0.00046 | 1.5 | 13.34% | 90.0162
9 | 7 | 7 | 30 | 100 | 10.0768 | 0.004787 | 0 | -0.00043822 | -0.00219 | 1.5 | 13.34% | 89.9232
9 | 7 | 8 | 30 | 68.552 | 30.8778 | 0.055428 | -0.0126 | -0.0034497 | -0.01724 | 1.5 | 13.34% | 37.6742
9 | 7 | 9 | 30 | 31.985 | 17.6967 | 0.076299 | -0.00773 | -0.0049045 | -0.02451 | 1.5 | 13.34% | 14.2883
9 | 7 | 10 | 30 | 9.002 | 9.3816 | 0.12121 | -0.00609 | -0.0048284 | -0.02413 | 1.5 | 13.34% | 0.37956
9 | 7 | 11 | 30 | 0 | 4.9484 | 0.1246 | 0 | -0.0058749 | -0.02936 | 1.5 | 13.34% | 4.9484
9 | 7 | 12 | 30 | 0 | 8.8261 | 0.086822 | 0 | -0.0070415 | -0.03519 | 1.5 | 13.34% | 8.8261
9 | 7 | 13 | 30 | 1.605 | 9.6727 | 0.060227 | -0.0001 | -0.0052206 | -0.02609 | 1.5 | 13.34% | 8.0677
9 | 7 | 14 | 30 | 21.842 | 10.4704 | 0.034095 | -0.00019 | -0.0030595 | -0.01529 | 1.5 | 13.34% | 11.3716
9 | 7 | 15 | 30 | 51.338 | 11.4037 | 0.027747 | -0.0004 | -0.0024812 | -0.0124 | 1.5 | 13.34% | 39.9343
9 | 7 | 16 | 30 | 99.542 | 12.8921 | 0.019981 | -0.00057 | -0.0017769 | -0.00888 | 1.5 | 13.34% | 86.6499
9 | 7 | 17 | 30 | 100 | 10.0281 | 0.002437 | 0 | -0.00022211 | -0.00111 | 1.5 | 13.34% | 89.9719
9 | 7 | 18 | 30 | 100 | 10.0855 | 6.88e-05 | 0 | -6.3031e-06 | -3.15e-05 | 1.5 | 13.34% | 89.9145
9 | 7 | 19 | 30 | 100 | 100 | 0 | 0 | 0 | 0 | 1.5 | 13.34% | 0
9 | 7 | 20 | 30 | 100 | 100 | 0 | 0 | 0 | 0 | 1.5 | 13.34% | 0
9 | 7 | 21 | 30 | 100 | 100 | 0 | 0 | 0 | 0 | 1.5 | 13.34% | 0
9 | 7 | 22 | 30 | 100 | 100 | 0 | 0 | 0 | 0 | 1.5 | 13.34% | 0
9 | 7 | 23 | 30 | 100 | 100 | 0 | 0 | 0 | 0 | 1.5 | 13.34% | 0
9 | 8 | 0 | 30 | 100 | 100 | 0 | 0 | 0 | 0 | 1.5 | 13.34% | 0
9 | 8 | 1 | 30 | 100 | 100 | 0 | 0 | 0 | 0 | 1.5 | 13.34% | 0
9 | 8 | 2 | 30 | 100 | 100 | 0 | 0 | 0 | 0 | 1.5 | 13.34% | 0
9 | 8 | 3 | 30 | 100 | 100 | 0 | 0 | 0 | 0 | 1.5 | 13.34% | 0
9 | 8 | 4 | 30 | 100 | 100 | 0 | 0 | 0 | 0 | 1.5 | 13.34% | 0
9 | 8 | 5 | 30 | 100 | 100 | 0 | 0 | 0 | 0 | 1.5 | 13.34% | 0
9 | 8 | 6 | 30 | 100 | 10.0879 | 0.00428 | 0 | -0.0003922 | -0.00196 | 1.5 | 13.34% | 89.9121
9 | 8 | 7 | 30 | 100 | 96.8356 | 0.051529 | -0.04954 | -0.00018209 | -0.00091 | 1.5 | 13.34% | 3.1644
9 | 8 | 8 | 30 | 68.291 | 63.8499 | 0.1094 | -0.06776 | -0.0012766 | -0.00638 | 1.5 | 13.34% | 4.4411
9 | 8 | 9 | 30 | 31.817 | 31.528 | 0.17728 | -0.05349 | -0.0018269 | -0.00913 | 1.5 | 13.34% | 0.28896
9 | 8 | 10 | 30 | 8.88 | 8.9977 | 0.20747 | -0.01677 | -0.0017409 | -0.0087 | 1.5 | 13.34% | 0.11769
9 | 8 | 11 | 30 | 0 | 5.1253 | 0.1228 | 0 | -0.005987 | -0.02992 | 1.5 | 13.34% | 5.1253
9 | 8 | 12 | 30 | 0 | 5.8104 | 0.11708 | 0 | -0.0064292 | -0.03213 | 1.5 | 13.34% | 5.8104
9 | 8 | 13 | 30 | 1.676 | 8.8352 | 0.085829 | -0.00044 | -0.0065633 | -0.0328 | 1.5 | 13.34% | 7.1592
9 | 8 | 14 | 30 | 21.966 | 10.9005 | 0.057968 | -0.00068 | -0.0050845 | -0.02541 | 1.5 | 13.34% | 11.0655
9 | 8 | 15 | 30 | 51.532 | 12.9313 | 0.039499 | -0.00123 | -0.0034337 | -0.01716 | 1.5 | 13.34% | 38.6007
9 | 8 | 16 | 30 | 99.666 | 30.556 | 0.0363 | -0.00768 | -0.0026133 | -0.01306 | 1.5 | 13.34% | 69.11
9 | 8 | 17 | 30 | 100 | 19.1931 | 0.012379 | -0.00115 | -0.0010285 | -0.00514 | 1.5 | 13.34% | 80.8069
9 | 8 | 18 | 30 | 100 | 10.0695 | 6.54e-05 | 0 | -5.983e-06 | -2.99e-05 | 1.5 | 13.34% | 89.9305
9 | 8 | 19 | 30 | 100 | 100 | 0 | 0 | 0 | 0 | 1.5 | 13.34% | 0
9 | 8 | 20 | 30 | 100 | 100 | 0 | 0 | 0 | 0 | 1.5 | 13.34% | 0
9 | 8 | 21 | 30 | 100 | 100 | 0 | 0 | 0 | 0 | 1.5 | 13.34% | 0
9 | 8 | 22 | 30 | 100 | 100 | 0 | 0 | 0 | 0 | 1.5 | 13.34% | 0
9 | 8 | 23 | 30 | 100 | 100 | 0 | 0 | 0 | 0 | 1.5 | 13.34% | 0
9 | 9 | 0 | 30 | 100 | 100 | 0 | 0 | 0 | 0 | 1.5 | 13.34% | 0
9 | 9 | 1 | 30 | 100 | 100 | 0 | 0 | 0 | 0 | 1.5 | 13.34% | 0
9 | 9 | 2 | 30 | 100 | 100 | 0 | 0 | 0 | 0 | 1.5 | 13.34% | 0
9 | 9 | 3 | 30 | 100 | 100 | 0 | 0 | 0 | 0 | 1.5 | 13.34% | 0
9 | 9 | 4 | 30 | 100 | 100 | 0 | 0 | 0 | 0 | 1.5 | 13.34% | 0
9 | 9 | 5 | 30 | 100 | 100 | 0 | 0 | 0 | 0 | 1.5 | 13.34% | 0
9 | 9 | 6 | 30 | 100 | 10.0169 | 0.001934 | 0 | -0.00017609 | -0.00088 | 1.5 | 13.34% | 89.9831
9 | 9 | 7 | 30 | 100 | 24.9472 | 0.025685 | -0.00392 | -0.001991 | -0.00995 | 1.5 | 13.34% | 75.0528
9 | 9 | 8 | 30 | 67.978 | 12.357 | 0.028454 | -0.00069 | -0.0025153 | -0.01257 | 1.5 | 13.34% | 55.621
9 | 9 | 9 | 30 | 31.666 | 11.3969 | 0.046684 | -0.0008 | -0.004058 | -0.02028 | 1.5 | 13.34% | 20.2691
9 | 9 | 10 | 30 | 8.774 | 10.0242 | 0.067757 | -0.00026 | -0.005937 | -0.02967 | 1.5 | 13.34% | 1.2502
9 | 9 | 11 | 30 | 0 | 8.8474 | 0.085424 | 0 | -0.0069435 | -0.0347 | 1.5 | 13.34% | 8.8474
9 | 9 | 12 | 30 | 0 | 9.4108 | 0.068372 | 0 | -0.0058809 | -0.02939 | 1.5 | 13.34% | 9.4108
9 | 9 | 13 | 30 | 1.776 | 9.7125 | 0.057215 | -8.62e-05 | -0.0049865 | -0.02492 | 1.5 | 13.34% | 7.9365
9 | 9 | 14 | 30 | 22.137 | 10.8192 | 0.044229 | -0.00047 | -0.0038939 | -0.01946 | 1.5 | 13.34% | 11.3178
9 | 9 | 15 | 30 | 51.776 | 11.7571 | 0.030593 | -0.00056 | -0.0027174 | -0.01358 | 1.5 | 13.34% | 40.0189
9 | 9 | 16 | 30 | 99.766 | 10.0796 | 0.00684 | 0 | -0.00062631 | -0.00313 | 1.5 | 13.34% | 89.6864
9 | 9 | 17 | 30 | 100 | 12.1244 | 0.008646 | -0.00018 | -0.00077439 | -0.00387 | 1.5 | 13.34% | 87.8756
9 | 9 | 18 | 30 | 100 | 10.0608 | 6.37e-05 | 0 | -5.8229e-06 | -2.91e-05 | 1.5 | 13.34% | 89.9392
9 | 9 | 19 | 30 | 100 | 100 | 0 | 0 | 0 | 0 | 1.5 | 13.34% | 0
9 | 9 | 20 | 30 | 100 | 100 | 0 | 0 | 0 | 0 | 1.5 | 13.34% | 0
9 | 9 | 21 | 30 | 100 | 100 | 0 | 0 | 0 | 0 | 1.5 | 13.34% | 0
9 | 9 | 22 | 30 | 100 | 100 | 0 | 0 | 0 | 0 | 1.5 | 13.34% | 0
9 | 9 | 23 | 30 | 100 | 100 | 0 | 0 | 0 | 0 | 1.5 | 13.34% | 0
9 | 10 | 0 | 30 | 100 | 100 | 0 | 0 | 0 | 0 | 1.5 | 13.34% | 0
9 | 10 | 1 | 30 | 100 | 100 | 0 | 0 | 0 | 0 | 1.5 | 13.34% | 0
9 | 10 | 2 | 30 | 100 | 100 | 0 | 0 | 0 | 0 | 1.5 | 13.34% | 0
9 | 10 | 3 | 30 | 100 | 100 | 0 | 0 | 0 | 0 | 1.5 | 13.34% | 0
9 | 10 | 4 | 30 | 100 | 100 | 0 | 0 | 0 | 0 | 1.5 | 13.34% | 0
9 | 10 | 5 | 30 | 100 | 100 | 0 | 0 | 0 | 0 | 1.5 | 13.34% | 0
9 | 10 | 6 | 30 | 100 | 10.1407 | 0.00163 | 0 | -0.00015008 | -0.00075 | 1.5 | 13.34% | 89.8593
9 | 10 | 7 | 30 | 100 | 51.8598 | 0.034586 | -0.01525 | -0.0017689 | -0.00884 | 1.5 | 13.34% | 48.1402
9 | 10 | 8 | 30 | 67.704 | 49.3486 | 0.07475 | -0.03303 | -0.0025833 | -0.01291 | 1.5 | 13.34% | 18.3554
9 | 10 | 9 | 30 | 31.561 | 18.721 | 0.08038 | -0.00928 | -0.0048584 | -0.02428 | 1.5 | 13.34% | 12.84
9 | 10 | 10 | 30 | 8.658 | 10.0147 | 0.056561 | -0.00026 | -0.0049125 | -0.02455 | 1.5 | 13.34% | 1.3567
9 | 10 | 11 | 30 | 0 | 9.3994 | 0.068099 | 0 | -0.0058509 | -0.02924 | 1.5 | 13.34% | 9.3994
9 | 10 | 12 | 30 | 0 | 8.8814 | 0.086644 | 0 | -0.0070675 | -0.03532 | 1.5 | 13.34% | 8.8814
9 | 10 | 13 | 30 | 1.903 | 6.7635 | 0.11549 | -0.00165 | -0.0057709 | -0.02884 | 1.5 | 13.34% | 4.8605
9 | 10 | 14 | 30 | 22.23 | 25.6357 | 0.14525 | -0.03484 | -0.001907 | -0.00953 | 1.5 | 13.34% | 3.4057
9 | 10 | 15 | 30 | 51.936 | 56.3499 | 0.13391 | -0.07319 | -0.0014507 | -0.00725 | 1.5 | 13.34% | 4.4139
9 | 10 | 16 | 30 | 99.856 | 86.3816 | 0.078538 | -0.06578 | -0.0011066 | -0.00553 | 1.5 | 13.34% | 13.4744
9 | 10 | 17 | 30 | 100 | 75.587 | 0.021704 | -0.01539 | -0.00057829 | -0.00289 | 1.5 | 13.34% | 24.413
9 | 10 | 18 | 30 | 100 | 10.0973 | 0.00048 | 0 | -4.4022e-05 | -0.00022 | 1.5 | 13.34% | 89.9027
9 | 10 | 19 | 30 | 100 | 100 | 0 | 0 | 0 | 0 | 1.5 | 13.34% | 0
9 | 10 | 20 | 30 | 100 | 100 | 0 | 0 | 0 | 0 | 1.5 | 13.34% | 0
9 | 10 | 21 | 30 | 100 | 100 | 0 | 0 | 0 | 0 | 1.5 | 13.34% | 0
9 | 10 | 22 | 30 | 100 | 100 | 0 | 0 | 0 | 0 | 1.5 | 13.34% | 0
9 | 10 | 23 | 30 | 100 | 100 | 0 | 0 | 0 | 0 | 1.5 | 13.34% | 0
9 | 11 | 0 | 30 | 100 | 100 | 0 | 0 | 0 | 0 | 1.5 | 13.34% | 0
9 | 11 | 1 | 30 | 100 | 100 | 0 | 0 | 0 | 0 | 1.5 | 13.34% | 0
9 | 11 | 2 | 30 | 100 | 100 | 0 | 0 | 0 | 0 | 1.5 | 13.34% | 0
9 | 11 | 3 | 30 | 100 | 100 | 0 | 0 | 0 | 0 | 1.5 | 13.34% | 0
9 | 11 | 4 | 30 | 100 | 100 | 0 | 0 | 0 | 0 | 1.5 | 13.34% | 0
9 | 11 | 5 | 30 | 100 | 100 | 0 | 0 | 0 | 0 | 1.5 | 13.34% | 0
9 | 11 | 6 | 30 | 100 | 10.0522 | 0.004009 | 0 | -0.00036618 | -0.00183 | 1.5 | 13.34% | 89.9478
9 | 11 | 7 | 30 | 100 | 12.3402 | 0.014369 | -0.00033 | -0.0012846 | -0.00642 | 1.5 | 13.34% | 87.6598
9 | 11 | 8 | 30 | 67.442 | 14.6962 | 0.041862 | -0.00206 | -0.0035678 | -0.01783 | 1.5 | 13.34% | 52.7458
9 | 11 | 9 | 30 | 31.37 | 31.8241 | 0.15636 | -0.04789 | -0.0014187 | -0.00709 | 1.5 | 13.34% | 0.45412
9 | 11 | 10 | 30 | 8.546 | 9.0029 | 0.22509 | -0.01809 | -0.001995 | -0.00997 | 1.5 | 13.34% | 0.45689
9 | 11 | 11 | 30 | 0 | 0.69829 | 0.21007 | 0 | -0.0014567 | -0.00728 | 1.5 | 13.34% | 0.69829
9 | 11 | 12 | 30 | 0 | 9.8257 | 0.045112 | 0 | -0.004036 | -0.02017 | 1.5 | 13.34% | 9.8257
9 | 11 | 13 | 30 | 1.945 | 9.7161 | 0.056839 | -8.45e-05 | -0.0049565 | -0.02477 | 1.5 | 13.34% | 7.7711
9 | 11 | 14 | 30 | 22.416 | 10.9064 | 0.059944 | -0.00071 | -0.0052546 | -0.02626 | 1.5 | 13.34% | 11.5096
9 | 11 | 15 | 30 | 52.205 | 15.0123 | 0.049616 | -0.00268 | -0.0041461 | -0.02072 | 1.5 | 13.34% | 37.1927
9 | 11 | 16 | 30 | 99.841 | 10.067 | 0.006629 | 0 | -0.0006063 | -0.00303 | 1.5 | 13.34% | 89.774
9 | 11 | 17 | 30 | 100 | 10.123 | 0.002438 | 0 | -0.00022411 | -0.00112 | 1.5 | 13.34% | 89.877
9 | 11 | 18 | 30 | 100 | 10.0921 | 5.85e-05 | 0 | -5.3627e-06 | -2.68e-05 | 1.5 | 13.34% | 89.9079
9 | 11 | 19 | 30 | 100 | 100 | 0 | 0 | 0 | 0 | 1.5 | 13.34% | 0
9 | 11 | 20 | 30 | 100 | 100 | 0 | 0 | 0 | 0 | 1.5 | 13.34% | 0
9 | 11 | 21 | 30 | 100 | 100 | 0 | 0 | 0 | 0 | 1.5 | 13.34% | 0
9 | 11 | 22 | 30 | 100 | 100 | 0 | 0 | 0 | 0 | 1.5 | 13.34% | 0
9 | 11 | 23 | 30 | 100 | 100 | 0 | 0 | 0 | 0 | 1.5 | 13.34% | 0
9 | 12 | 0 | 30 | 100 | 100 | 0 | 0 | 0 | 0 | 1.5 | 13.34% | 0
9 | 12 | 1 | 30 | 100 | 100 | 0 | 0 | 0 | 0 | 1.5 | 13.34% | 0
9 | 12 | 2 | 30 | 100 | 100 | 0 | 0 | 0 | 0 | 1.5 | 13.34% | 0
9 | 12 | 3 | 30 | 100 | 100 | 0 | 0 | 0 | 0 | 1.5 | 13.34% | 0
9 | 12 | 4 | 30 | 100 | 100 | 0 | 0 | 0 | 0 | 1.5 | 13.34% | 0
9 | 12 | 5 | 30 | 100 | 100 | 0 | 0 | 0 | 0 | 1.5 | 13.34% | 0
9 | 12 | 6 | 30 | 100 | 10.0237 | 0.001208 | 0 | -0.00011005 | -0.00055 | 1.5 | 13.34% | 89.9763
9 | 12 | 7 | 30 | 100 | 10.057 | 0.005343 | 0 | -0.00048824 | -0.00244 | 1.5 | 13.34% | 89.943
9 | 12 | 8 | 30 | 67.173 | 10.077 | 0.009552 | 0 | -0.00087444 | -0.00437 | 1.5 | 13.34% | 57.096
9 | 12 | 9 | 30 | 31.175 | 10.0839 | 0.013063 | 0 | -0.0011966 | -0.00598 | 1.5 | 13.34% | 21.0911
9 | 12 | 10 | 30 | 8.468 | 9.7336 | 0.092531 | -0.00227 | -0.0061391 | -0.03068 | 1.5 | 13.34% | 1.2656
9 | 12 | 11 | 30 | 0 | 4.1397 | 0.13581 | 0 | -0.0053987 | -0.02698 | 1.5 | 13.34% | 4.1397
9 | 12 | 12 | 30 | 0 | 9.5991 | 0.071556 | 0 | -0.0062671 | -0.03132 | 1.5 | 13.34% | 9.5991
9 | 12 | 13 | 30 | 2.047 | 3.7528 | 0.24195 | -0.0069 | -0.002101 | -0.0105 | 1.5 | 13.34% | 1.7058
9 | 12 | 14 | 30 | 22.507 | 23.1204 | 0.1252 | -0.02483 | -0.0033437 | -0.01671 | 1.5 | 13.34% | 0.6134
9 | 12 | 15 | 30 | 52.473 | 12.91 | 0.039106 | -0.00121 | -0.0033997 | -0.01699 | 1.5 | 13.34% | 39.563
9 | 12 | 16 | 30 | 99.853 | 54.4402 | 0.046731 | -0.02197 | -0.0022471 | -0.01123 | 1.5 | 13.34% | 45.4128
9 | 12 | 17 | 30 | 100 | 12.5888 | 0.009387 | -0.00024 | -0.00083642 | -0.00418 | 1.5 | 13.34% | 87.4112
9 | 12 | 18 | 30 | 100 | 10.0735 | 5.51e-05 | 0 | -5.0425e-06 | -2.52e-05 | 1.5 | 13.34% | 89.9265
9 | 12 | 19 | 30 | 100 | 100 | 0 | 0 | 0 | 0 | 1.5 | 13.34% | 0
9 | 12 | 20 | 30 | 100 | 100 | 0 | 0 | 0 | 0 | 1.5 | 13.34% | 0
9 | 12 | 21 | 30 | 100 | 100 | 0 | 0 | 0 | 0 | 1.5 | 13.34% | 0
9 | 12 | 22 | 30 | 100 | 100 | 0 | 0 | 0 | 0 | 1.5 | 13.34% | 0
9 | 12 | 23 | 30 | 100 | 100 | 0 | 0 | 0 | 0 | 1.5 | 13.34% | 0
9 | 13 | 0 | 30 | 100 | 100 | 0 | 0 | 0 | 0 | 1.5 | 13.34% | 0
9 | 13 | 1 | 30 | 100 | 100 | 0 | 0 | 0 | 0 | 1.5 | 13.34% | 0
9 | 13 | 2 | 30 | 100 | 100 | 0 | 0 | 0 | 0 | 1.5 | 13.34% | 0
9 | 13 | 3 | 30 | 100 | 100 | 0 | 0 | 0 | 0 | 1.5 | 13.34% | 0
9 | 13 | 4 | 30 | 100 | 100 | 0 | 0 | 0 | 0 | 1.5 | 13.34% | 0
9 | 13 | 5 | 30 | 100 | 100 | 0 | 0 | 0 | 0 | 1.5 | 13.34% | 0
9 | 13 | 6 | 30 | 100 | 10.0795 | 0.004611 | 0 | -0.00042221 | -0.00211 | 1.5 | 13.34% | 89.9205
9 | 13 | 7 | 30 | 100 | 83.3079 | 0.046859 | -0.03746 | -0.00086043 | -0.0043 | 1.5 | 13.34% | 16.6921
9 | 13 | 8 | 30 | 66.869 | 62.996 | 0.094782 | -0.05769 | -0.0012386 | -0.00619 | 1.5 | 13.34% | 3.873
9 | 13 | 9 | 30 | 31.044 | 30.9123 | 0.13482 | -0.03941 | -0.0017309 | -0.00865 | 1.5 | 13.34% | 0.13174
9 | 13 | 10 | 30 | 8.299 | 9.0474 | 0.16533 | -0.01268 | -0.002089 | -0.01044 | 1.5 | 13.34% | 0.74839
9 | 13 | 11 | 30 | 0 | 1.2861 | 0.18248 | 0 | -0.0023172 | -0.01158 | 1.5 | 13.34% | 1.2861
9 | 13 | 12 | 30 | 0 | 1.3926 | 0.1827 | 0 | -0.0025093 | -0.01254 | 1.5 | 13.34% | 1.3926
9 | 13 | 13 | 30 | 2.176 | 4.0643 | 0.17166 | -0.00463 | -0.0022551 | -0.01127 | 1.5 | 13.34% | 1.8883
9 | 13 | 14 | 30 | 22.692 | 25.7896 | 0.14727 | -0.03571 | -0.0018049 | -0.00902 | 1.5 | 13.34% | 3.0976
9 | 13 | 15 | 30 | 52.69 | 55.5621 | 0.10995 | -0.05898 | -0.0013567 | -0.00678 | 1.5 | 13.34% | 2.8721
9 | 13 | 16 | 30 | 99.905 | 86.447 | 0.064343 | -0.05394 | -0.00090245 | -0.00451 | 1.5 | 13.34% | 13.458
9 | 13 | 17 | 30 | 100 | 71.1827 | 0.016071 | -0.01058 | -0.00050225 | -0.00251 | 1.5 | 13.34% | 28.8173
9 | 13 | 18 | 30 | 100 | 10.084 | 5.33e-05 | 0 | -4.8824e-06 | -2.44e-05 | 1.5 | 13.34% | 89.916
9 | 13 | 19 | 30 | 100 | 100 | 0 | 0 | 0 | 0 | 1.5 | 13.34% | 0
9 | 13 | 20 | 30 | 100 | 100 | 0 | 0 | 0 | 0 | 1.5 | 13.34% | 0
9 | 13 | 21 | 30 | 100 | 100 | 0 | 0 | 0 | 0 | 1.5 | 13.34% | 0
9 | 13 | 22 | 30 | 100 | 100 | 0 | 0 | 0 | 0 | 1.5 | 13.34% | 0
9 | 13 | 23 | 30 | 100 | 100 | 0 | 0 | 0 | 0 | 1.5 | 13.34% | 0
9 | 14 | 0 | 30 | 100 | 100 | 0 | 0 | 0 | 0 | 1.5 | 13.34% | 0
9 | 14 | 1 | 30 | 100 | 100 | 0 | 0 | 0 | 0 | 1.5 | 13.34% | 0
9 | 14 | 2 | 30 | 100 | 100 | 0 | 0 | 0 | 0 | 1.5 | 13.34% | 0
9 | 14 | 3 | 30 | 100 | 100 | 0 | 0 | 0 | 0 | 1.5 | 13.34% | 0
9 | 14 | 4 | 30 | 100 | 100 | 0 | 0 | 0 | 0 | 1.5 | 13.34% | 0
9 | 14 | 5 | 30 | 100 | 100 | 0 | 0 | 0 | 0 | 1.5 | 13.34% | 0
9 | 14 | 6 | 30 | 100 | 10.0709 | 0.005555 | 0 | -0.00050825 | -0.00254 | 1.5 | 13.34% | 89.9291
9 | 14 | 7 | 30 | 100 | 96.7173 | 0.055272 | -0.05306 | -0.0002021 | -0.00101 | 1.5 | 13.34% | 3.2827
9 | 14 | 8 | 30 | 66.531 | 64.0783 | 0.11263 | -0.07008 | -0.0012746 | -0.00637 | 1.5 | 13.34% | 2.4527
9 | 14 | 9 | 30 | 30.883 | 31.8236 | 0.16059 | -0.04918 | -0.0014607 | -0.0073 | 1.5 | 13.34% | 0.94064
9 | 14 | 10 | 30 | 8.185 | 8.9883 | 0.19507 | -0.0159 | -0.0014987 | -0.00749 | 1.5 | 13.34% | 0.80329
9 | 14 | 11 | 30 | 0 | 0.70107 | 0.21413 | 0 | -0.0014907 | -0.00745 | 1.5 | 13.34% | 0.70107
9 | 14 | 12 | 30 | 0 | 0.69027 | 0.21658 | 0 | -0.0014847 | -0.00742 | 1.5 | 13.34% | 0.69027
9 | 14 | 13 | 30 | 2.316 | 3.6604 | 0.20214 | -0.00586 | -0.0014847 | -0.00742 | 1.5 | 13.34% | 1.3444
9 | 14 | 14 | 30 | 22.836 | 26.4869 | 0.17098 | -0.04346 | -0.0014447 | -0.00722 | 1.5 | 13.34% | 3.6509
9 | 14 | 15 | 30 | 52.908 | 56.6379 | 0.1266 | -0.06966 | -0.0013047 | -0.00652 | 1.5 | 13.34% | 3.7299
9 | 14 | 16 | 30 | 99.967 | 95.0403 | 0.072094 | -0.06789 | -0.00032216 | -0.00161 | 1.5 | 13.34% | 4.9267
9 | 14 | 17 | 30 | 100 | 81.3825 | 0.016416 | -0.01275 | -0.00033617 | -0.00168 | 1.5 | 13.34% | 18.6175
9 | 14 | 18 | 30 | 100 | 10.0629 | 4.99e-05 | 0 | -4.5623e-06 | -2.28e-05 | 1.5 | 13.34% | 89.9371
9 | 14 | 19 | 30 | 100 | 100 | 0 | 0 | 0 | 0 | 1.5 | 13.34% | 0
9 | 14 | 20 | 30 | 100 | 100 | 0 | 0 | 0 | 0 | 1.5 | 13.34% | 0
9 | 14 | 21 | 30 | 100 | 100 | 0 | 0 | 0 | 0 | 1.5 | 13.34% | 0
9 | 14 | 22 | 30 | 100 | 100 | 0 | 0 | 0 | 0 | 1.5 | 13.34% | 0
9 | 14 | 23 | 30 | 100 | 100 | 0 | 0 | 0 | 0 | 1.5 | 13.34% | 0
9 | 15 | 0 | 30 | 100 | 100 | 0 | 0 | 0 | 0 | 1.5 | 13.34% | 0
9 | 15 | 1 | 30 | 100 | 100 | 0 | 0 | 0 | 0 | 1.5 | 13.34% | 0
9 | 15 | 2 | 30 | 100 | 100 | 0 | 0 | 0 | 0 | 1.5 | 13.34% | 0
9 | 15 | 3 | 30 | 100 | 100 | 0 | 0 | 0 | 0 | 1.5 | 13.34% | 0
9 | 15 | 4 | 30 | 100 | 100 | 0 | 0 | 0 | 0 | 1.5 | 13.34% | 0
9 | 15 | 5 | 30 | 100 | 100 | 0 | 0 | 0 | 0 | 1.5 | 13.34% | 0
9 | 15 | 6 | 30 | 100 | 10.0644 | 0.004114 | 0 | -0.00037619 | -0.00188 | 1.5 | 13.34% | 89.9356
9 | 15 | 7 | 30 | 100 | 75.2924 | 0.044397 | -0.03133 | -0.0011966 | -0.00598 | 1.5 | 13.34% | 24.7076
9 | 15 | 8 | 30 | 66.278 | 54.8007 | 0.083406 | -0.04234 | -0.0021751 | -0.01087 | 1.5 | 13.34% | 11.4773
9 | 15 | 9 | 30 | 30.677 | 29.261 | 0.12571 | -0.0336 | -0.0024632 | -0.01231 | 1.5 | 13.34% | 1.416
9 | 15 | 10 | 30 | 8.088 | 9.1832 | 0.14664 | -0.00968 | -0.0034677 | -0.01733 | 1.5 | 13.34% | 1.0952
9 | 15 | 11 | 30 | 0 | 3.4648 | 0.14574 | 0 | -0.0048804 | -0.02439 | 1.5 | 13.34% | 3.4648
9 | 15 | 12 | 30 | 0 | 3.0217 | 0.15418 | 0 | -0.0045223 | -0.0226 | 1.5 | 13.34% | 3.0217
9 | 15 | 13 | 30 | 2.381 | 5.9445 | 0.1299 | -0.00235 | -0.0050705 | -0.02534 | 1.5 | 13.34% | 3.5635
9 | 15 | 14 | 30 | 22.941 | 22.4959 | 0.12115 | -0.0228 | -0.0036358 | -0.01817 | 1.5 | 13.34% | 0.44515
9 | 15 | 15 | 30 | 53.149 | 46.5033 | 0.091676 | -0.03871 | -0.0026773 | -0.01338 | 1.5 | 13.34% | 6.6457
9 | 15 | 16 | 30 | 100 | 73.252 | 0.05597 | -0.03825 | -0.0015868 | -0.00793 | 1.5 | 13.34% | 26.748
9 | 15 | 17 | 30 | 100 | 57.5614 | 0.015295 | -0.00771 | -0.00069435 | -0.00347 | 1.5 | 13.34% | 42.4386
9 | 15 | 18 | 30 | 100 | 10.0831 | 5.68e-05 | 0 | -5.2026e-06 | -2.6e-05 | 1.5 | 13.34% | 89.9169
9 | 15 | 19 | 30 | 100 | 100 | 0 | 0 | 0 | 0 | 1.5 | 13.34% | 0
9 | 15 | 20 | 30 | 100 | 100 | 0 | 0 | 0 | 0 | 1.5 | 13.34% | 0
9 | 15 | 21 | 30 | 100 | 100 | 0 | 0 | 0 | 0 | 1.5 | 13.34% | 0
9 | 15 | 22 | 30 | 100 | 100 | 0 | 0 | 0 | 0 | 1.5 | 13.34% | 0
9 | 15 | 23 | 30 | 100 | 100 | 0 | 0 | 0 | 0 | 1.5 | 13.34% | 0
9 | 16 | 0 | 30 | 100 | 100 | 0 | 0 | 0 | 0 | 1.5 | 13.34% | 0
9 | 16 | 1 | 30 | 100 | 100 | 0 | 0 | 0 | 0 | 1.5 | 13.34% | 0
9 | 16 | 2 | 30 | 100 | 100 | 0 | 0 | 0 | 0 | 1.5 | 13.34% | 0
9 | 16 | 3 | 30 | 100 | 100 | 0 | 0 | 0 | 0 | 1.5 | 13.34% | 0
9 | 16 | 4 | 30 | 100 | 100 | 0 | 0 | 0 | 0 | 1.5 | 13.34% | 0
9 | 16 | 5 | 30 | 100 | 100 | 0 | 0 | 0 | 0 | 1.5 | 13.34% | 0
9 | 16 | 6 | 30 | 100 | 10.0598 | 0.004663 | 0 | -0.00042621 | -0.00213 | 1.5 | 13.34% | 89.9402
9 | 16 | 7 | 30 | 100 | 79.5719 | 0.046602 | -0.03521 | -0.0010425 | -0.00521 | 1.5 | 13.34% | 20.4281
9 | 16 | 8 | 30 | 65.899 | 61.0899 | 0.093121 | -0.05447 | -0.0015007 | -0.0075 | 1.5 | 13.34% | 4.8091
9 | 16 | 9 | 30 | 30.547 | 30.3777 | 0.13293 | -0.03778 | -0.001995 | -0.00997 | 1.5 | 13.34% | 0.16933
9 | 16 | 10 | 30 | 7.982 | 9.0938 | 0.15977 | -0.0117 | -0.0025933 | -0.01296 | 1.5 | 13.34% | 1.1118
9 | 16 | 11 | 30 | 0 | 1.7427 | 0.1743 | 0 | -0.0029855 | -0.01492 | 1.5 | 13.34% | 1.7427
9 | 16 | 12 | 30 | 0 | 1.7025 | 0.17727 | 0 | -0.0029675 | -0.01483 | 1.5 | 13.34% | 1.7025
9 | 16 | 13 | 30 | 2.518 | 4.2408 | 0.16737 | -0.00438 | -0.0026073 | -0.01303 | 1.5 | 13.34% | 1.7228
9 | 16 | 14 | 30 | 23.103 | 25.5067 | 0.14485 | -0.03443 | -0.002005 | -0.01002 | 1.5 | 13.34% | 2.4037
9 | 16 | 15 | 30 | 53.391 | 54.9504 | 0.10857 | -0.05739 | -0.0014647 | -0.00732 | 1.5 | 13.34% | 1.5594
9 | 16 | 16 | 30 | 100 | 85.3419 | 0.063417 | -0.05233 | -0.00096648 | -0.00483 | 1.5 | 13.34% | 14.6581
9 | 16 | 17 | 30 | 100 | 69.9405 | 0.015757 | -0.01015 | -0.00051226 | -0.00256 | 1.5 | 13.34% | 30.0595
9 | 16 | 18 | 30 | 100 | 10.0926 | 4.3e-05 | 0 | -3.942e-06 | -1.97e-05 | 1.5 | 13.34% | 89.9074
9 | 16 | 19 | 30 | 100 | 100 | 0 | 0 | 0 | 0 | 1.5 | 13.34% | 0
9 | 16 | 20 | 30 | 100 | 100 | 0 | 0 | 0 | 0 | 1.5 | 13.34% | 0
9 | 16 | 21 | 30 | 100 | 100 | 0 | 0 | 0 | 0 | 1.5 | 13.34% | 0
9 | 16 | 22 | 30 | 100 | 100 | 0 | 0 | 0 | 0 | 1.5 | 13.34% | 0
9 | 16 | 23 | 30 | 100 | 100 | 0 | 0 | 0 | 0 | 1.5 | 13.34% | 0
9 | 17 | 0 | 30 | 100 | 100 | 0 | 0 | 0 | 0 | 1.5 | 13.34% | 0
9 | 17 | 1 | 30 | 100 | 100 | 0 | 0 | 0 | 0 | 1.5 | 13.34% | 0
9 | 17 | 2 | 30 | 100 | 100 | 0 | 0 | 0 | 0 | 1.5 | 13.34% | 0
9 | 17 | 3 | 30 | 100 | 100 | 0 | 0 | 0 | 0 | 1.5 | 13.34% | 0
9 | 17 | 4 | 30 | 100 | 100 | 0 | 0 | 0 | 0 | 1.5 | 13.34% | 0
9 | 17 | 5 | 30 | 100 | 100 | 0 | 0 | 0 | 0 | 1.5 | 13.34% | 0
9 | 17 | 6 | 30 | 100 | 10.1577 | 0.005568 | -5.7e-06 | -0.00050825 | -0.00254 | 1.5 | 13.34% | 89.8423
9 | 17 | 7 | 30 | 100 | 91.0325 | 0.052921 | -0.04717 | -0.00052626 | -0.00263 | 1.5 | 13.34% | 8.9675
9 | 17 | 8 | 30 | 65.649 | 66.894 | 0.10508 | -0.06911 | -0.00070835 | -0.00354 | 1.5 | 13.34% | 1.245
9 | 17 | 9 | 30 | 30.385 | 32.4319 | 0.14896 | -0.04702 | -0.00097449 | -0.00487 | 1.5 | 13.34% | 2.0469
9 | 17 | 10 | 30 | 7.895 | 8.986 | 0.17977 | -0.01473 | -0.0013067 | -0.00653 | 1.5 | 13.34% | 1.091
9 | 17 | 11 | 30 | 0 | 0.78692 | 0.19657 | 0 | -0.0015348 | -0.00767 | 1.5 | 13.34% | 0.78692
9 | 17 | 12 | 30 | 0 | 0.78214 | 0.19905 | 0 | -0.0015448 | -0.00772 | 1.5 | 13.34% | 0.78214
9 | 17 | 13 | 30 | 2.617 | 3.6757 | 0.18567 | -0.00536 | -0.0014127 | -0.00706 | 1.5 | 13.34% | 1.0587
9 | 17 | 14 | 30 | 23.222 | 26.7394 | 0.15854 | -0.04098 | -0.0011146 | -0.00557 | 1.5 | 13.34% | 3.5174
9 | 17 | 15 | 30 | 53.533 | 58.31 | 0.11786 | -0.0674 | -0.00083642 | -0.00418 | 1.5 | 13.34% | 4.777
9 | 17 | 16 | 30 | 100 | 90.7333 | 0.067636 | -0.06017 | -0.00062831 | -0.00314 | 1.5 | 13.34% | 9.2667
9 | 17 | 17 | 30 | 100 | 75.4031 | 0.015898 | -0.01124 | -0.00042621 | -0.00213 | 1.5 | 13.34% | 24.5969
9 | 17 | 18 | 30 | 100 | 10.0665 | 3.61e-05 | 0 | -3.3016e-06 | -1.65e-05 | 1.5 | 13.34% | 89.9335
9 | 17 | 19 | 30 | 100 | 100 | 0 | 0 | 0 | 0 | 1.5 | 13.34% | 0
9 | 17 | 20 | 30 | 100 | 100 | 0 | 0 | 0 | 0 | 1.5 | 13.34% | 0
9 | 17 | 21 | 30 | 100 | 100 | 0 | 0 | 0 | 0 | 1.5 | 13.34% | 0
9 | 17 | 22 | 30 | 100 | 100 | 0 | 0 | 0 | 0 | 1.5 | 13.34% | 0
9 | 17 | 23 | 30 | 100 | 100 | 0 | 0 | 0 | 0 | 1.5 | 13.34% | 0
9 | 18 | 0 | 30 | 100 | 100 | 0 | 0 | 0 | 0 | 1.5 | 13.34% | 0
9 | 18 | 1 | 30 | 100 | 100 | 0 | 0 | 0 | 0 | 1.5 | 13.34% | 0
9 | 18 | 2 | 30 | 100 | 100 | 0 | 0 | 0 | 0 | 1.5 | 13.34% | 0
9 | 18 | 3 | 30 | 100 | 100 | 0 | 0 | 0 | 0 | 1.5 | 13.34% | 0
9 | 18 | 4 | 30 | 100 | 100 | 0 | 0 | 0 | 0 | 1.5 | 13.34% | 0
9 | 18 | 5 | 30 | 100 | 100 | 0 | 0 | 0 | 0 | 1.5 | 13.34% | 0
9 | 18 | 6 | 30 | 100 | 10.3653 | 0.005169 | -1.46e-05 | -0.00047224 | -0.00236 | 1.5 | 13.34% | 89.6347
9 | 18 | 7 | 30 | 100 | 80.8199 | 0.048054 | -0.03701 | -0.0010105 | -0.00505 | 1.5 | 13.34% | 19.1801
9 | 18 | 8 | 30 | 65.412 | 61.4682 | 0.094756 | -0.05587 | -0.0014707 | -0.00735 | 1.5 | 13.34% | 3.9438
9 | 18 | 9 | 30 | 30.155 | 30.6656 | 0.13578 | -0.03918 | -0.0018809 | -0.0094 | 1.5 | 13.34% | 0.51059
9 | 18 | 10 | 30 | 7.799 | 9.0783 | 0.16343 | -0.0122 | -0.0024172 | -0.01208 | 1.5 | 13.34% | 1.2793
9 | 18 | 11 | 30 | 0 | 1.5491 | 0.17892 | 0 | -0.0027294 | -0.01364 | 1.5 | 13.34% | 1.5491
9 | 18 | 12 | 30 | 0 | 1.7031 | 0.17781 | 0 | -0.0029775 | -0.01488 | 1.5 | 13.34% | 1.7031
9 | 18 | 13 | 30 | 2.719 | 4.2028 | 0.16875 | -0.00444 | -0.0025453 | -0.01272 | 1.5 | 13.34% | 1.4838
9 | 18 | 14 | 30 | 23.392 | 25.6543 | 0.14652 | -0.03519 | -0.001909 | -0.00954 | 1.5 | 13.34% | 2.2623
9 | 18 | 15 | 30 | 53.805 | 55.7905 | 0.11072 | -0.05972 | -0.0013167 | -0.00658 | 1.5 | 13.34% | 1.9855
9 | 18 | 16 | 30 | 99.969 | 86.3732 | 0.064073 | -0.05366 | -0.00090245 | -0.00451 | 1.5 | 13.34% | 13.5958
9 | 18 | 17 | 30 | 100 | 69.9717 | 0.015569 | -0.01003 | -0.00050825 | -0.00254 | 1.5 | 13.34% | 30.0283
9 | 18 | 18 | 30 | 100 | 10.0512 | 4.82e-05 | 0 | -4.4022e-06 | -2.2e-05 | 1.5 | 13.34% | 89.9488
9 | 18 | 19 | 30 | 100 | 100 | 0 | 0 | 0 | 0 | 1.5 | 13.34% | 0
9 | 18 | 20 | 30 | 100 | 100 | 0 | 0 | 0 | 0 | 1.5 | 13.34% | 0
9 | 18 | 21 | 30 | 100 | 100 | 0 | 0 | 0 | 0 | 1.5 | 13.34% | 0
9 | 18 | 22 | 30 | 100 | 100 | 0 | 0 | 0 | 0 | 1.5 | 13.34% | 0
9 | 18 | 23 | 30 | 100 | 100 | 0 | 0 | 0 | 0 | 1.5 | 13.34% | 0
9 | 19 | 0 | 30 | 100 | 100 | 0 | 0 | 0 | 0 | 1.5 | 13.34% | 0
9 | 19 | 1 | 30 | 100 | 100 | 0 | 0 | 0 | 0 | 1.5 | 13.34% | 0
9 | 19 | 2 | 30 | 100 | 100 | 0 | 0 | 0 | 0 | 1.5 | 13.34% | 0
9 | 19 | 3 | 30 | 100 | 100 | 0 | 0 | 0 | 0 | 1.5 | 13.34% | 0
9 | 19 | 4 | 30 | 100 | 100 | 0 | 0 | 0 | 0 | 1.5 | 13.34% | 0
9 | 19 | 5 | 30 | 100 | 100 | 0 | 0 | 0 | 0 | 1.5 | 13.34% | 0
9 | 19 | 6 | 30 | 100 | 10.6653 | 0.005985 | -3.6e-05 | -0.00054427 | -0.00272 | 1.5 | 13.34% | 89.3347
9 | 19 | 7 | 30 | 100 | 93.9768 | 0.056088 | -0.05198 | -0.00037619 | -0.00188 | 1.5 | 13.34% | 6.0232
9 | 19 | 8 | 30 | 65.188 | 68.4392 | 0.1105 | -0.07484 | -0.00046623 | -0.00233 | 1.5 | 13.34% | 3.2512
9 | 19 | 9 | 30 | 30.084 | 31.9424 | 0.15609 | -0.04809 | -0.0013407 | -0.0067 | 1.5 | 13.34% | 1.8584
9 | 19 | 10 | 30 | 7.669 | 8.9849 | 0.18894 | -0.01548 | -0.0013727 | -0.00686 | 1.5 | 13.34% | 1.3159
9 | 19 | 11 | 30 | 0 | 0.66209 | 0.20657 | 0 | -0.0013587 | -0.00679 | 1.5 | 13.34% | 0.66209
9 | 19 | 12 | 30 | 0 | 0.65213 | 0.20816 | 0 | -0.0013487 | -0.00674 | 1.5 | 13.34% | 0.65213
9 | 19 | 13 | 30 | 2.824 | 3.6336 | 0.19469 | -0.00566 | -0.0013647 | -0.00682 | 1.5 | 13.34% | 0.80961
9 | 19 | 14 | 30 | 23.561 | 26.537 | 0.16618 | -0.04238 | -0.0013587 | -0.00679 | 1.5 | 13.34% | 2.976
9 | 19 | 15 | 30 | 54.078 | 56.7855 | 0.12314 | -0.06799 | -0.0012346 | -0.00617 | 1.5 | 13.34% | 2.7075
9 | 19 | 16 | 30 | 100 | 93.9881 | 0.070771 | -0.06574 | -0.0004002 | -0.002 | 1.5 | 13.34% | 6.0119
9 | 19 | 17 | 30 | 100 | 82.2051 | 0.016036 | -0.01261 | -0.00031416 | -0.00157 | 1.5 | 13.34% | 17.7949
9 | 19 | 18 | 30 | 100 | 10.0503 | 3.44e-05 | 0 | -3.1416e-06 | -1.57e-05 | 1.5 | 13.34% | 89.9497
9 | 19 | 19 | 30 | 100 | 100 | 0 | 0 | 0 | 0 | 1.5 | 13.34% | 0
9 | 19 | 20 | 30 | 100 | 100 | 0 | 0 | 0 | 0 | 1.5 | 13.34% | 0
9 | 19 | 21 | 30 | 100 | 100 | 0 | 0 | 0 | 0 | 1.5 | 13.34% | 0
9 | 19 | 22 | 30 | 100 | 100 | 0 | 0 | 0 | 0 | 1.5 | 13.34% | 0
9 | 19 | 23 | 30 | 100 | 100 | 0 | 0 | 0 | 0 | 1.5 | 13.34% | 0
9 | 20 | 0 | 30 | 100 | 100 | 0 | 0 | 0 | 0 | 1.5 | 13.34% | 0
9 | 20 | 1 | 30 | 100 | 100 | 0 | 0 | 0 | 0 | 1.5 | 13.34% | 0
9 | 20 | 2 | 30 | 100 | 100 | 0 | 0 | 0 | 0 | 1.5 | 13.34% | 0
9 | 20 | 3 | 30 | 100 | 100 | 0 | 0 | 0 | 0 | 1.5 | 13.34% | 0
9 | 20 | 4 | 30 | 100 | 100 | 0 | 0 | 0 | 0 | 1.5 | 13.34% | 0
9 | 20 | 5 | 30 | 100 | 100 | 0 | 0 | 0 | 0 | 1.5 | 13.34% | 0
9 | 20 | 6 | 30 | 100 | 10.0819 | 0.001442 | 0 | -0.00013207 | -0.00066 | 1.5 | 13.34% | 89.9181
9 | 20 | 7 | 30 | 100 | 10.3425 | 0.008721 | -2.32e-05 | -0.0007964 | -0.00398 | 1.5 | 13.34% | 89.6575
9 | 20 | 8 | 30 | 64.866 | 10.0776 | 0.014513 | 0 | -0.0013287 | -0.00664 | 1.5 | 13.34% | 54.7884
9 | 20 | 9 | 30 | 29.848 | 10.1389 | 0.022272 | -1.68e-05 | -0.002035 | -0.01017 | 1.5 | 13.34% | 19.7091
9 | 20 | 10 | 30 | 7.514 | 10.0754 | 0.02728 | -4.11e-06 | -0.0024932 | -0.01246 | 1.5 | 13.34% | 2.5614
9 | 20 | 11 | 30 | 0 | 10.0804 | 0.028079 | 0 | -0.0025713 | -0.01285 | 1.5 | 13.34% | 10.0804
9 | 20 | 12 | 30 | 0 | 10.0735 | 0.028359 | 0 | -0.0025953 | -0.01297 | 1.5 | 13.34% | 10.0735
9 | 20 | 13 | 30 | 2.965 | 10.0805 | 0.026003 | 0 | -0.0023812 | -0.0119 | 1.5 | 13.34% | 7.1155
9 | 20 | 14 | 30 | 23.628 | 10.0711 | 0.021476 | 0 | -0.001965 | -0.00982 | 1.5 | 13.34% | 13.5569
9 | 20 | 15 | 30 | 54.327 | 10.0696 | 0.014436 | 0 | -0.0013207 | -0.0066 | 1.5 | 13.34% | 44.2574
9 | 20 | 16 | 30 | 100 | 10.0822 | 0.009045 | 0 | -0.00082841 | -0.00414 | 1.5 | 13.34% | 89.9178
9 | 20 | 17 | 30 | 100 | 10.1285 | 0.003384 | -1.18e-06 | -0.00031015 | -0.00155 | 1.5 | 13.34% | 89.8715
9 | 20 | 18 | 30 | 100 | 10.0908 | 3.1e-05 | 0 | -2.8414e-06 | -1.42e-05 | 1.5 | 13.34% | 89.9092
9 | 20 | 19 | 30 | 100 | 100 | 0 | 0 | 0 | 0 | 1.5 | 13.34% | 0
9 | 20 | 20 | 30 | 100 | 100 | 0 | 0 | 0 | 0 | 1.5 | 13.34% | 0
9 | 20 | 21 | 30 | 100 | 100 | 0 | 0 | 0 | 0 | 1.5 | 13.34% | 0
9 | 20 | 22 | 30 | 100 | 100 | 0 | 0 | 0 | 0 | 1.5 | 13.34% | 0
9 | 20 | 23 | 30 | 100 | 100 | 0 | 0 | 0 | 0 | 1.5 | 13.34% | 0
9 | 21 | 0 | 30 | 100 | 100 | 0 | 0 | 0 | 0 | 1.5 | 13.34% | 0
9 | 21 | 1 | 30 | 100 | 100 | 0 | 0 | 0 | 0 | 1.5 | 13.34% | 0
9 | 21 | 2 | 30 | 100 | 100 | 0 | 0 | 0 | 0 | 1.5 | 13.34% | 0
9 | 21 | 3 | 30 | 100 | 100 | 0 | 0 | 0 | 0 | 1.5 | 13.34% | 0
9 | 21 | 4 | 30 | 100 | 100 | 0 | 0 | 0 | 0 | 1.5 | 13.34% | 0
9 | 21 | 5 | 30 | 100 | 100 | 0 | 0 | 0 | 0 | 1.5 | 13.34% | 0
9 | 21 | 6 | 30 | 100 | 15.4136 | 0.006451 | -0.00035 | -0.00055828 | -0.00279 | 1.5 | 13.34% | 84.5864
9 | 21 | 7 | 30 | 100 | 93.8874 | 0.057199 | -0.05295 | -0.00038819 | -0.00194 | 1.5 | 13.34% | 6.1126
9 | 21 | 8 | 30 | 64.513 | 62.4806 | 0.098053 | -0.05905 | -0.0013627 | -0.00681 | 1.5 | 13.34% | 2.0324
9 | 21 | 9 | 30 | 29.762 | 15.9029 | 0.073431 | -0.00565 | -0.0052006 | -0.02599 | 1.5 | 13.34% | 13.8591
9 | 21 | 10 | 30 | 7.393 | 9.763 | 0.091852 | -0.00206 | -0.0062931 | -0.03145 | 1.5 | 13.34% | 2.37
9 | 21 | 11 | 30 | 0 | 2.2431 | 0.16673 | 0 | -0.0036578 | -0.01828 | 1.5 | 13.34% | 2.2431
9 | 21 | 12 | 30 | 0 | 5.4218 | 0.12326 | 0 | -0.0063392 | -0.03168 | 1.5 | 13.34% | 5.4218
9 | 21 | 13 | 30 | 3.033 | 9.7256 | 0.075021 | -0.00011 | -0.0065493 | -0.03273 | 1.5 | 13.34% | 6.6926
9 | 21 | 14 | 30 | 23.797 | 13.1366 | 0.071995 | -0.00318 | -0.0055488 | -0.02773 | 1.5 | 13.34% | 10.6604
9 | 21 | 15 | 30 | 54.44 | 49.3752 | 0.096699 | -0.04429 | -0.0023132 | -0.01156 | 1.5 | 13.34% | 5.0648
9 | 21 | 16 | 30 | 99.992 | 93.2846 | 0.069926 | -0.06436 | -0.00045022 | -0.00225 | 1.5 | 13.34% | 6.7074
9 | 21 | 17 | 30 | 100 | 76.3011 | 0.020491 | -0.0147 | -0.00053027 | -0.00265 | 1.5 | 13.34% | 23.6989
9 | 21 | 18 | 30 | 100 | 10.0793 | 0.000191 | 0 | -1.7489e-05 | -8.74e-05 | 1.5 | 13.34% | 89.9207
9 | 21 | 19 | 30 | 100 | 100 | 0 | 0 | 0 | 0 | 1.5 | 13.34% | 0
9 | 21 | 20 | 30 | 100 | 100 | 0 | 0 | 0 | 0 | 1.5 | 13.34% | 0
9 | 21 | 21 | 30 | 100 | 100 | 0 | 0 | 0 | 0 | 1.5 | 13.34% | 0
9 | 21 | 22 | 30 | 100 | 100 | 0 | 0 | 0 | 0 | 1.5 | 13.34% | 0
9 | 21 | 23 | 30 | 100 | 100 | 0 | 0 | 0 | 0 | 1.5 | 13.34% | 0
9 | 22 | 0 | 30 | 100 | 100 | 0 | 0 | 0 | 0 | 1.5 | 13.34% | 0
9 | 22 | 1 | 30 | 100 | 100 | 0 | 0 | 0 | 0 | 1.5 | 13.34% | 0
9 | 22 | 2 | 30 | 100 | 100 | 0 | 0 | 0 | 0 | 1.5 | 13.34% | 0
9 | 22 | 3 | 30 | 100 | 100 | 0 | 0 | 0 | 0 | 1.5 | 13.34% | 0
9 | 22 | 4 | 30 | 100 | 100 | 0 | 0 | 0 | 0 | 1.5 | 13.34% | 0
9 | 22 | 5 | 30 | 100 | 100 | 0 | 0 | 0 | 0 | 1.5 | 13.34% | 0
9 | 22 | 6 | 30 | 100 | 14.6151 | 0.006525 | -0.0003 | -0.00057029 | -0.00285 | 1.5 | 13.34% | 85.3849
9 | 22 | 7 | 30 | 100 | 86.9398 | 0.061476 | -0.05179 | -0.00088644 | -0.00443 | 1.5 | 13.34% | 13.0602
9 | 22 | 8 | 30 | 64.302 | 64.3032 | 0.11774 | -0.07359 | -0.0012906 | -0.00645 | 1.5 | 13.34% | 0.0011857
9 | 22 | 9 | 30 | 29.587 | 31.9254 | 0.161 | -0.04956 | -0.0013947 | -0.00697 | 1.5 | 13.34% | 2.3384
9 | 22 | 10 | 30 | 7.308 | 8.9855 | 0.18823 | -0.01545 | -0.0013427 | -0.00671 | 1.5 | 13.34% | 1.6775
9 | 22 | 11 | 30 | 0 | 8.0058 | 0.094889 | 0 | -0.0070335 | -0.03515 | 1.5 | 13.34% | 8.0058
9 | 22 | 12 | 30 | 0 | 9.031 | 0.086123 | 0 | -0.0071336 | -0.03565 | 1.5 | 13.34% | 9.031
9 | 22 | 13 | 30 | 3.14 | 8.062 | 0.09682 | -0.00083 | -0.0064552 | -0.03226 | 1.5 | 13.34% | 4.922
9 | 22 | 14 | 30 | 23.933 | 20.1565 | 0.1067 | -0.01609 | -0.0045083 | -0.02253 | 1.5 | 13.34% | 3.7765
9 | 22 | 15 | 30 | 54.659 | 45.6816 | 0.090005 | -0.03709 | -0.0027634 | -0.01381 | 1.5 | 13.34% | 8.9774
9 | 22 | 16 | 30 | 100 | 73.2169 | 0.055362 | -0.03781 | -0.0015728 | -0.00786 | 1.5 | 13.34% | 26.7831
9 | 22 | 17 | 30 | 100 | 47.6032 | 0.013976 | -0.00551 | -0.00077439 | -0.00387 | 1.5 | 13.34% | 52.3968
9 | 22 | 18 | 30 | 100 | 10.0503 | 3.44e-05 | 0 | -3.1416e-06 | -1.57e-05 | 1.5 | 13.34% | 89.9497
9 | 22 | 19 | 30 | 100 | 100 | 0 | 0 | 0 | 0 | 1.5 | 13.34% | 0
9 | 22 | 20 | 30 | 100 | 100 | 0 | 0 | 0 | 0 | 1.5 | 13.34% | 0
9 | 22 | 21 | 30 | 100 | 100 | 0 | 0 | 0 | 0 | 1.5 | 13.34% | 0
9 | 22 | 22 | 30 | 100 | 100 | 0 | 0 | 0 | 0 | 1.5 | 13.34% | 0
9 | 22 | 23 | 30 | 100 | 100 | 0 | 0 | 0 | 0 | 1.5 | 13.34% | 0
9 | 23 | 0 | 30 | 100 | 100 | 0 | 0 | 0 | 0 | 1.5 | 13.34% | 0
9 | 23 | 1 | 30 | 100 | 100 | 0 | 0 | 0 | 0 | 1.5 | 13.34% | 0
9 | 23 | 2 | 30 | 100 | 100 | 0 | 0 | 0 | 0 | 1.5 | 13.34% | 0
9 | 23 | 3 | 30 | 100 | 100 | 0 | 0 | 0 | 0 | 1.5 | 13.34% | 0
9 | 23 | 4 | 30 | 100 | 100 | 0 | 0 | 0 | 0 | 1.5 | 13.34% | 0
9 | 23 | 5 | 30 | 100 | 100 | 0 | 0 | 0 | 0 | 1.5 | 13.34% | 0
9 | 23 | 6 | 30 | 100 | 10.05 | 0.001731 | 0 | -0.00015808 | -0.00079 | 1.5 | 13.34% | 89.95
9 | 23 | 7 | 30 | 99.965 | 78.4449 | 0.049063 | -0.03642 | -0.0011586 | -0.00579 | 1.5 | 13.34% | 21.5201
9 | 23 | 8 | 30 | 64.083 | 41.3546 | 0.069905 | -0.02429 | -0.0032676 | -0.01633 | 1.5 | 13.34% | 22.7284
9 | 23 | 9 | 30 | 29.428 | 20.3868 | 0.089199 | -0.01236 | -0.0048384 | -0.02418 | 1.5 | 13.34% | 9.0412
9 | 23 | 10 | 30 | 7.193 | 9.9595 | 0.076453 | -0.00058 | -0.0063972 | -0.03197 | 1.5 | 13.34% | 2.7665
9 | 23 | 11 | 30 | 0 | 7.2986 | 0.10199 | 0 | -0.0069375 | -0.03467 | 1.5 | 13.34% | 7.2986
9 | 23 | 12 | 30 | 0 | 9.5834 | 0.078504 | 0 | -0.0068654 | -0.03431 | 1.5 | 13.34% | 9.5834
9 | 23 | 13 | 30 | 3.245 | 9.1808 | 0.081881 | -0.00031 | -0.0066013 | -0.03299 | 1.5 | 13.34% | 5.9358
9 | 23 | 14 | 30 | 24.073 | 24.413 | 0.1357 | -0.02979 | -0.0026833 | -0.01341 | 1.5 | 13.34% | 0.33999
9 | 23 | 15 | 30 | 55.026 | 57.3146 | 0.11494 | -0.06425 | -0.0010345 | -0.00517 | 1.5 | 13.34% | 2.2886
9 | 23 | 16 | 30 | 99.898 | 88.0057 | 0.065024 | -0.05572 | -0.0008004 | -0.004 | 1.5 | 13.34% | 11.8923
9 | 23 | 17 | 30 | 99.86 | 77.2493 | 0.019043 | -0.01387 | -0.00047424 | -0.00237 | 1.5 | 13.34% | 22.6107
9 | 23 | 18 | 30 | 100 | 10.0943 | 0.000134 | 0 | -1.2286e-05 | -6.14e-05 | 1.5 | 13.34% | 89.9057
9 | 23 | 19 | 30 | 100 | 100 | 0 | 0 | 0 | 0 | 1.5 | 13.34% | 0
9 | 23 | 20 | 30 | 100 | 100 | 0 | 0 | 0 | 0 | 1.5 | 13.34% | 0
9 | 23 | 21 | 30 | 100 | 100 | 0 | 0 | 0 | 0 | 1.5 | 13.34% | 0
9 | 23 | 22 | 30 | 100 | 100 | 0 | 0 | 0 | 0 | 1.5 | 13.34% | 0
9 | 23 | 23 | 30 | 100 | 100 | 0 | 0 | 0 | 0 | 1.5 | 13.34% | 0
9 | 24 | 0 | 30 | 100 | 100 | 0 | 0 | 0 | 0 | 1.5 | 13.34% | 0
9 | 24 | 1 | 30 | 100 | 100 | 0 | 0 | 0 | 0 | 1.5 | 13.34% | 0
9 | 24 | 2 | 30 | 100 | 100 | 0 | 0 | 0 | 0 | 1.5 | 13.34% | 0
9 | 24 | 3 | 30 | 100 | 100 | 0 | 0 | 0 | 0 | 1.5 | 13.34% | 0
9 | 24 | 4 | 30 | 100 | 100 | 0 | 0 | 0 | 0 | 1.5 | 13.34% | 0
9 | 24 | 5 | 30 | 100 | 100 | 0 | 0 | 0 | 0 | 1.5 | 13.34% | 0
9 | 24 | 6 | 30 | 99.469 | 14.0881 | 0.006632 | -0.00027 | -0.00058229 | -0.00291 | 1.5 | 13.34% | 85.3809
9 | 24 | 7 | 30 | 99.372 | 96.3363 | 0.061193 | -0.05846 | -0.00025012 | -0.00125 | 1.5 | 13.34% | 3.0357
9 | 24 | 8 | 30 | 63.379 | 64.4009 | 0.11789 | -0.07383 | -0.0012726 | -0.00636 | 1.5 | 13.34% | 1.0219
9 | 24 | 9 | 30 | 29.153 | 30.9942 | 0.16499 | -0.04925 | -0.0014407 | -0.0072 | 1.5 | 13.34% | 1.8412
9 | 24 | 10 | 30 | 7.042 | 8.8955 | 0.19832 | -0.01604 | -0.0014707 | -0.00735 | 1.5 | 13.34% | 1.8535
9 | 24 | 11 | 30 | 0 | 0.6801 | 0.21654 | 0 | -0.0014627 | -0.00731 | 1.5 | 13.34% | 0.6801
9 | 24 | 12 | 30 | 0 | 0.67349 | 0.21805 | 0 | -0.0014587 | -0.00729 | 1.5 | 13.34% | 0.67349
9 | 24 | 13 | 30 | 3.338 | 3.6029 | 0.20271 | -0.00579 | -0.0014607 | -0.0073 | 1.5 | 13.34% | 0.26486
9 | 24 | 14 | 30 | 24.078 | 26.2404 | 0.17202 | -0.04332 | -0.0014407 | -0.0072 | 1.5 | 13.34% | 2.1624
9 | 24 | 15 | 30 | 54.785 | 56.6634 | 0.12749 | -0.07019 | -0.0013087 | -0.00654 | 1.5 | 13.34% | 1.8784
9 | 24 | 16 | 30 | 99.096 | 95.8047 | 0.072791 | -0.06922 | -0.00026413 | -0.00132 | 1.5 | 13.34% | 3.2913
9 | 24 | 17 | 30 | 98.99 | 84.8982 | 0.015742 | -0.01288 | -0.00026213 | -0.00131 | 1.5 | 13.34% | 14.0918
9 | 24 | 18 | 30 | 100 | 10.0534 | 2.07e-05 | 0 | -1.8909e-06 | -9.45e-06 | 1.5 | 13.34% | 89.9466
9 | 24 | 19 | 30 | 100 | 100 | 0 | 0 | 0 | 0 | 1.5 | 13.34% | 0
9 | 24 | 20 | 30 | 100 | 100 | 0 | 0 | 0 | 0 | 1.5 | 13.34% | 0
9 | 24 | 21 | 30 | 100 | 100 | 0 | 0 | 0 | 0 | 1.5 | 13.34% | 0
9 | 24 | 22 | 30 | 100 | 100 | 0 | 0 | 0 | 0 | 1.5 | 13.34% | 0
9 | 24 | 23 | 30 | 100 | 100 | 0 | 0 | 0 | 0 | 1.5 | 13.34% | 0
9 | 25 | 0 | 30 | 100 | 100 | 0 | 0 | 0 | 0 | 1.5 | 13.34% | 0
9 | 25 | 1 | 30 | 100 | 100 | 0 | 0 | 0 | 0 | 1.5 | 13.34% | 0
9 | 25 | 2 | 30 | 100 | 100 | 0 | 0 | 0 | 0 | 1.5 | 13.34% | 0
9 | 25 | 3 | 30 | 100 | 100 | 0 | 0 | 0 | 0 | 1.5 | 13.34% | 0
9 | 25 | 4 | 30 | 100 | 100 | 0 | 0 | 0 | 0 | 1.5 | 13.34% | 0
9 | 25 | 5 | 30 | 100 | 100 | 0 | 0 | 0 | 0 | 1.5 | 13.34% | 0
9 | 25 | 6 | 30 | 98.708 | 11.9243 | 0.006875 | -0.00013 | -0.00061631 | -0.00308 | 1.5 | 13.34% | 86.7837
9 | 25 | 7 | 30 | 98.579 | 93.9432 | 0.059536 | -0.05515 | -0.0004022 | -0.00201 | 1.5 | 13.34% | 4.6358
9 | 25 | 8 | 30 | 62.555 | 64.6139 | 0.11416 | -0.0718 | -0.0011926 | -0.00596 | 1.5 | 13.34% | 2.0589
9 | 25 | 9 | 30 | 28.784 | 31.058 | 0.16021 | -0.04798 | -0.0013567 | -0.00678 | 1.5 | 13.34% | 2.274
9 | 25 | 10 | 30 | 6.847 | 8.8917 | 0.19274 | -0.01563 | -0.0013847 | -0.00692 | 1.5 | 13.34% | 2.0447
9 | 25 | 11 | 30 | 0 | 0.65613 | 0.20966 | 0 | -0.0013667 | -0.00683 | 1.5 | 13.34% | 0.65613
9 | 25 | 12 | 30 | 0 | 0.64918 | 0.21065 | 0 | -0.0013587 | -0.00679 | 1.5 | 13.34% | 0.64918
9 | 25 | 13 | 30 | 3.399 | 3.5838 | 0.19604 | -0.00561 | -0.0013667 | -0.00683 | 1.5 | 13.34% | 0.18479
9 | 25 | 14 | 30 | 24.02 | 26.2905 | 0.16529 | -0.04177 | -0.0013347 | -0.00667 | 1.5 | 13.34% | 2.2705
9 | 25 | 15 | 30 | 54.592 | 59.549 | 0.12243 | -0.07198 | -0.00058029 | -0.0029 | 1.5 | 13.34% | 4.957
9 | 25 | 16 | 30 | 98.207 | 92.565 | 0.068978 | -0.06289 | -0.00049825 | -0.00249 | 1.5 | 13.34% | 5.642
9 | 25 | 17 | 30 | 98.314 | 77.8337 | 0.015274 | -0.01123 | -0.00037018 | -0.00185 | 1.5 | 13.34% | 20.4803
9 | 25 | 18 | 30 | 100 | 10.0941 | 1.89e-05 | 0 | -1.7329e-06 | -8.66e-06 | 1.5 | 13.34% | 89.9059
9 | 25 | 19 | 30 | 100 | 100 | 0 | 0 | 0 | 0 | 1.5 | 13.34% | 0
9 | 25 | 20 | 30 | 100 | 100 | 0 | 0 | 0 | 0 | 1.5 | 13.34% | 0
9 | 25 | 21 | 30 | 100 | 100 | 0 | 0 | 0 | 0 | 1.5 | 13.34% | 0
9 | 25 | 22 | 30 | 100 | 100 | 0 | 0 | 0 | 0 | 1.5 | 13.34% | 0
9 | 25 | 23 | 30 | 100 | 100 | 0 | 0 | 0 | 0 | 1.5 | 13.34% | 0
9 | 26 | 0 | 30 | 100 | 100 | 0 | 0 | 0 | 0 | 1.5 | 13.34% | 0
9 | 26 | 1 | 30 | 100 | 100 | 0 | 0 | 0 | 0 | 1.5 | 13.34% | 0
9 | 26 | 2 | 30 | 100 | 100 | 0 | 0 | 0 | 0 | 1.5 | 13.34% | 0
9 | 26 | 3 | 30 | 100 | 100 | 0 | 0 | 0 | 0 | 1.5 | 13.34% | 0
9 | 26 | 4 | 30 | 100 | 100 | 0 | 0 | 0 | 0 | 1.5 | 13.34% | 0
9 | 26 | 5 | 30 | 100 | 100 | 0 | 0 | 0 | 0 | 1.5 | 13.34% | 0
9 | 26 | 6 | 30 | 97.772 | 20.2734 | 0.007395 | -0.00077 | -0.0006063 | -0.00303 | 1.5 | 13.34% | 77.4986
9 | 26 | 7 | 30 | 97.715 | 96.1364 | 0.063275 | -0.06043 | -0.0002041 | -0.00102 | 1.5 | 13.34% | 1.5786
9 | 26 | 8 | 30 | 61.813 | 65.1582 | 0.10989 | -0.07033 | -0.00077039 | -0.00385 | 1.5 | 13.34% | 3.3452
9 | 26 | 9 | 30 | 28.402 | 30.9033 | 0.15111 | -0.04515 | -0.0011826 | -0.00591 | 1.5 | 13.34% | 2.5013
9 | 26 | 10 | 30 | 6.69 | 7.9841 | 0.1869 | -0.01352 | -0.0012986 | -0.00649 | 1.5 | 13.34% | 1.2941
9 | 26 | 11 | 30 | 0 | 0.65955 | 0.21133 | 0 | -0.0013847 | -0.00692 | 1.5 | 13.34% | 0.65955
9 | 26 | 12 | 30 | 0 | 0.69337 | 0.22608 | 0 | -0.0015568 | -0.00778 | 1.5 | 13.34% | 0.69337
9 | 26 | 13 | 30 | 3.486 | 3.621 | 0.23285 | -0.00647 | -0.0018929 | -0.00946 | 1.5 | 13.34% | 0.135
9 | 26 | 14 | 30 | 24.04 | 26.0592 | 0.19739 | -0.0491 | -0.0018549 | -0.00927 | 1.5 | 13.34% | 2.0192
9 | 26 | 15 | 30 | 54.375 | 54.6152 | 0.14618 | -0.07725 | -0.0016728 | -0.00836 | 1.5 | 13.34% | 0.24017
9 | 26 | 16 | 30 | 97.468 | 85.1413 | 0.083542 | -0.06888 | -0.0012146 | -0.00607 | 1.5 | 13.34% | 12.3267
9 | 26 | 17 | 30 | 97.668 | 76.7409 | 0.018647 | -0.0135 | -0.00045823 | -0.00229 | 1.5 | 13.34% | 20.9271
9 | 26 | 18 | 30 | 100 | 10.0526 | 0.000131 | 0 | -1.1966e-05 | -5.98e-05 | 1.5 | 13.34% | 89.9474
9 | 26 | 19 | 30 | 100 | 100 | 0 | 0 | 0 | 0 | 1.5 | 13.34% | 0
9 | 26 | 20 | 30 | 100 | 100 | 0 | 0 | 0 | 0 | 1.5 | 13.34% | 0
9 | 26 | 21 | 30 | 100 | 100 | 0 | 0 | 0 | 0 | 1.5 | 13.34% | 0
9 | 26 | 22 | 30 | 100 | 100 | 0 | 0 | 0 | 0 | 1.5 | 13.34% | 0
9 | 26 | 23 | 30 | 100 | 100 | 0 | 0 | 0 | 0 | 1.5 | 13.34% | 0
9 | 27 | 0 | 30 | 100 | 100 | 0 | 0 | 0 | 0 | 1.5 | 13.34% | 0
9 | 27 | 1 | 30 | 100 | 100 | 0 | 0 | 0 | 0 | 1.5 | 13.34% | 0
9 | 27 | 2 | 30 | 100 | 100 | 0 | 0 | 0 | 0 | 1.5 | 13.34% | 0
9 | 27 | 3 | 30 | 100 | 100 | 0 | 0 | 0 | 0 | 1.5 | 13.34% | 0
9 | 27 | 4 | 30 | 100 | 100 | 0 | 0 | 0 | 0 | 1.5 | 13.34% | 0
9 | 27 | 5 | 30 | 100 | 100 | 0 | 0 | 0 | 0 | 1.5 | 13.34% | 0
9 | 27 | 6 | 30 | 97.124 | 12.3065 | 0.007034 | -0.00016 | -0.00062831 | -0.00314 | 1.5 | 13.34% | 84.8175
9 | 27 | 7 | 30 | 96.962 | 92.0568 | 0.059821 | -0.05417 | -0.00046823 | -0.00234 | 1.5 | 13.34% | 4.9052
9 | 27 | 8 | 30 | 61.016 | 66.6903 | 0.11499 | -0.07584 | -0.00050825 | -0.00254 | 1.5 | 13.34% | 5.6743
9 | 27 | 9 | 30 | 28.015 | 30.7783 | 0.16005 | -0.04751 | -0.0013387 | -0.00669 | 1.5 | 13.34% | 2.7633
9 | 27 | 10 | 30 | 6.532 | 7.9898 | 0.19265 | -0.01391 | -0.0013727 | -0.00686 | 1.5 | 13.34% | 1.4578
9 | 27 | 11 | 30 | 0 | 0.65366 | 0.21014 | 0 | -0.0013647 | -0.00682 | 1.5 | 13.34% | 0.65366
9 | 27 | 12 | 30 | 0 | 0.64714 | 0.211 | 0 | -0.0013567 | -0.00678 | 1.5 | 13.34% | 0.64714
9 | 27 | 13 | 30 | 3.508 | 3.5371 | 0.19595 | -0.00552 | -0.0013627 | -0.00681 | 1.5 | 13.34% | 0.029066
9 | 27 | 14 | 30 | 23.959 | 26.2919 | 0.16589 | -0.04192 | -0.0013427 | -0.00671 | 1.5 | 13.34% | 2.3329
9 | 27 | 15 | 30 | 54.161 | 58.0242 | 0.12249 | -0.07016 | -0.00057829 | -0.00289 | 1.5 | 13.34% | 3.8632
9 | 27 | 16 | 30 | 96.656 | 91.7427 | 0.068947 | -0.06231 | -0.00049225 | -0.00246 | 1.5 | 13.34% | 4.9133
9 | 27 | 17 | 30 | 96.781 | 76.4969 | 0.01506 | -0.01086 | -0.00037419 | -0.00187 | 1.5 | 13.34% | 20.2841
9 | 27 | 18 | 30 | 100 | 10.0534 | 1.38e-05 | 0 | -1.2606e-06 | -6.3e-06 | 1.5 | 13.34% | 89.9466
9 | 27 | 19 | 30 | 100 | 100 | 0 | 0 | 0 | 0 | 1.5 | 13.34% | 0
9 | 27 | 20 | 30 | 100 | 100 | 0 | 0 | 0 | 0 | 1.5 | 13.34% | 0
9 | 27 | 21 | 30 | 100 | 100 | 0 | 0 | 0 | 0 | 1.5 | 13.34% | 0
9 | 27 | 22 | 30 | 100 | 100 | 0 | 0 | 0 | 0 | 1.5 | 13.34% | 0
9 | 27 | 23 | 30 | 100 | 100 | 0 | 0 | 0 | 0 | 1.5 | 13.34% | 0
9 | 28 | 0 | 30 | 100 | 100 | 0 | 0 | 0 | 0 | 1.5 | 13.34% | 0
9 | 28 | 1 | 30 | 100 | 100 | 0 | 0 | 0 | 0 | 1.5 | 13.34% | 0
9 | 28 | 2 | 30 | 100 | 100 | 0 | 0 | 0 | 0 | 1.5 | 13.34% | 0
9 | 28 | 3 | 30 | 100 | 100 | 0 | 0 | 0 | 0 | 1.5 | 13.34% | 0
9 | 28 | 4 | 30 | 100 | 100 | 0 | 0 | 0 | 0 | 1.5 | 13.34% | 0
9 | 28 | 5 | 30 | 100 | 100 | 0 | 0 | 0 | 0 | 1.5 | 13.34% | 0
9 | 28 | 6 | 30 | 96.357 | 12.5495 | 0.007177 | -0.00018 | -0.00064032 | -0.0032 | 1.5 | 13.34% | 83.8075
9 | 28 | 7 | 30 | 96.192 | 91.6829 | 0.060052 | -0.05411 | -0.00049425 | -0.00247 | 1.5 | 13.34% | 4.5091
9 | 28 | 8 | 30 | 60.372 | 66.4071 | 0.11466 | -0.07521 | -0.00056028 | -0.0028 | 1.5 | 13.34% | 6.0351
9 | 28 | 9 | 30 | 27.782 | 30.4916 | 0.15972 | -0.04697 | -0.0013267 | -0.00663 | 1.5 | 13.34% | 2.7096
9 | 28 | 10 | 30 | 6.411 | 7.9075 | 0.19248 | -0.01375 | -0.0013627 | -0.00681 | 1.5 | 13.34% | 1.4965
9 | 28 | 11 | 30 | 0 | 0.65182 | 0.21011 | 0 | -0.0013607 | -0.0068 | 1.5 | 13.34% | 0.65182
9 | 28 | 12 | 30 | 0 | 0.64983 | 0.2123 | 0 | -0.0013707 | -0.00685 | 1.5 | 13.34% | 0.64983
9 | 28 | 13 | 30 | 3.63 | 3.4966 | 0.19771 | -0.00548 | -0.0013847 | -0.00692 | 1.5 | 13.34% | 0.13341
9 | 28 | 14 | 30 | 23.969 | 26.0238 | 0.16775 | -0.04193 | -0.0013687 | -0.00684 | 1.5 | 13.34% | 2.0548
9 | 28 | 15 | 30 | 53.984 | 54.7813 | 0.12433 | -0.06618 | -0.0012466 | -0.00623 | 1.5 | 13.34% | 0.79726
9 | 28 | 16 | 30 | 95.933 | 92.7088 | 0.071049 | -0.06519 | -0.00035218 | -0.00176 | 1.5 | 13.34% | 3.2242
9 | 28 | 17 | 30 | 96.103 | 81.564 | 0.015249 | -0.0119 | -0.00029615 | -0.00148 | 1.5 | 13.34% | 14.539
9 | 28 | 18 | 30 | 100 | 10.0926 | 8.6e-06 | 0 | -7.8839e-07 | -3.94e-06 | 1.5 | 13.34% | 89.9074
9 | 28 | 19 | 30 | 100 | 100 | 0 | 0 | 0 | 0 | 1.5 | 13.34% | 0
9 | 28 | 20 | 30 | 100 | 100 | 0 | 0 | 0 | 0 | 1.5 | 13.34% | 0
9 | 28 | 21 | 30 | 100 | 100 | 0 | 0 | 0 | 0 | 1.5 | 13.34% | 0
9 | 28 | 22 | 30 | 100 | 100 | 0 | 0 | 0 | 0 | 1.5 | 13.34% | 0
9 | 28 | 23 | 30 | 100 | 100 | 0 | 0 | 0 | 0 | 1.5 | 13.34% | 0
9 | 29 | 0 | 30 | 100 | 100 | 0 | 0 | 0 | 0 | 1.5 | 13.34% | 0
9 | 29 | 1 | 30 | 100 | 100 | 0 | 0 | 0 | 0 | 1.5 | 13.34% | 0
9 | 29 | 2 | 30 | 100 | 100 | 0 | 0 | 0 | 0 | 1.5 | 13.34% | 0
9 | 29 | 3 | 30 | 100 | 100 | 0 | 0 | 0 | 0 | 1.5 | 13.34% | 0
9 | 29 | 4 | 30 | 100 | 100 | 0 | 0 | 0 | 0 | 1.5 | 13.34% | 0
9 | 29 | 5 | 30 | 100 | 100 | 0 | 0 | 0 | 0 | 1.5 | 13.34% | 0
9 | 29 | 6 | 30 | 95.684 | 12.0686 | 0.00641 | -0.00013 | -0.00057429 | -0.00287 | 1.5 | 13.34% | 83.6154
9 | 29 | 7 | 30 | 95.443 | 80.8079 | 0.053179 | -0.04103 | -0.0010745 | -0.00537 | 1.5 | 13.34% | 14.6351
9 | 29 | 8 | 30 | 59.617 | 60.3839 | 0.10059 | -0.05833 | -0.0015028 | -0.00751 | 1.5 | 13.34% | 0.76691
9 | 29 | 9 | 30 | 27.365 | 29.081 | 0.13965 | -0.03799 | -0.002031 | -0.01015 | 1.5 | 13.34% | 1.716
9 | 29 | 10 | 30 | 6.22 | 8.0836 | 0.16826 | -0.01095 | -0.0024532 | -0.01226 | 1.5 | 13.34% | 1.8636
9 | 29 | 11 | 30 | 0 | 1.6613 | 0.18012 | 0 | -0.0029435 | -0.01471 | 1.5 | 13.34% | 1.6613
9 | 29 | 12 | 30 | 0 | 1.7178 | 0.17998 | 0 | -0.0030395 | -0.01519 | 1.5 | 13.34% | 1.7178
9 | 29 | 13 | 30 | 3.623 | 4.0697 | 0.17051 | -0.00428 | -0.0025553 | -0.01277 | 1.5 | 13.34% | 0.44671
9 | 29 | 14 | 30 | 23.933 | 25.1761 | 0.14735 | -0.03471 | -0.001907 | -0.00953 | 1.5 | 13.34% | 1.2431
9 | 29 | 15 | 30 | 53.775 | 53.0163 | 0.10839 | -0.05522 | -0.0014667 | -0.00733 | 1.5 | 13.34% | 0.75873
9 | 29 | 16 | 30 | 95.2 | 82.6982 | 0.061794 | -0.04926 | -0.0010085 | -0.00504 | 1.5 | 13.34% | 12.5018
9 | 29 | 17 | 30 | 95.335 | 64.6002 | 0.014256 | -0.00833 | -0.00053427 | -0.00267 | 1.5 | 13.34% | 30.7348
9 | 29 | 18 | 30 | 100 | 10.0926 | 8.6e-06 | 0 | -7.8839e-07 | -3.94e-06 | 1.5 | 13.34% | 89.9074
9 | 29 | 19 | 30 | 100 | 100 | 0 | 0 | 0 | 0 | 1.5 | 13.34% | 0
9 | 29 | 20 | 30 | 100 | 100 | 0 | 0 | 0 | 0 | 1.5 | 13.34% | 0
9 | 29 | 21 | 30 | 100 | 100 | 0 | 0 | 0 | 0 | 1.5 | 13.34% | 0
9 | 29 | 22 | 30 | 100 | 100 | 0 | 0 | 0 | 0 | 1.5 | 13.34% | 0
9 | 29 | 23 | 30 | 100 | 100 | 0 | 0 | 0 | 0 | 1.5 | 13.34% | 0
9 | 30 | 0 | 30 | 100 | 100 | 0 | 0 | 0 | 0 | 1.5 | 13.34% | 0
9 | 30 | 1 | 30 | 100 | 100 | 0 | 0 | 0 | 0 | 1.5 | 13.34% | 0
9 | 30 | 2 | 30 | 100 | 100 | 0 | 0 | 0 | 0 | 1.5 | 13.34% | 0
9 | 30 | 3 | 30 | 100 | 100 | 0 | 0 | 0 | 0 | 1.5 | 13.34% | 0
9 | 30 | 4 | 30 | 100 | 100 | 0 | 0 | 0 | 0 | 1.5 | 13.34% | 0
9 | 30 | 5 | 30 | 100 | 100 | 0 | 0 | 0 | 0 | 1.5 | 13.34% | 0
9 | 30 | 6 | 30 | 95.012 | 19.6743 | 0.007833 | -0.00077 | -0.00064432 | -0.00322 | 1.5 | 13.34% | 75.3377
9 | 30 | 7 | 30 | 94.581 | 85.3261 | 0.069878 | -0.05777 | -0.0010005 | -0.005 | 1.5 | 13.34% | 9.2549
9 | 30 | 8 | 30 | 58.897 | 62.0183 | 0.13066 | -0.07866 | -0.0014647 | -0.00732 | 1.5 | 13.34% | 3.1213
9 | 30 | 9 | 30 | 26.973 | 30.2994 | 0.18137 | -0.05279 | -0.0016608 | -0.0083 | 1.5 | 13.34% | 3.3264
9 | 30 | 10 | 30 | 6.03 | 7.8427 | 0.21738 | -0.01521 | -0.0017049 | -0.00852 | 1.5 | 13.34% | 1.8127
9 | 30 | 11 | 30 | 0 | 0.72502 | 0.23685 | 0 | -0.0017049 | -0.00852 | 1.5 | 13.34% | 0.72502
9 | 30 | 12 | 30 | 0 | 0.72003 | 0.23764 | 0 | -0.0016988 | -0.00849 | 1.5 | 13.34% | 0.72003
9 | 30 | 13 | 30 | 3.71 | 3.5435 | 0.22032 | -0.00605 | -0.0016968 | -0.00848 | 1.5 | 13.34% | 0.16653
9 | 30 | 14 | 30 | 23.849 | 25.6355 | 0.18591 | -0.04558 | -0.0016548 | -0.00827 | 1.5 | 13.34% | 1.7865
9 | 30 | 15 | 30 | 53.577 | 54.3978 | 0.13652 | -0.07199 | -0.0014727 | -0.00736 | 1.5 | 13.34% | 0.8208
9 | 30 | 16 | 30 | 94.263 | 84.2177 | 0.077184 | -0.06306 | -0.0010545 | -0.00527 | 1.5 | 13.34% | 10.0453
9 | 30 | 17 | 30 | 94.611 | 88.2893 | 0.015601 | -0.01345 | -0.00017209 | -0.00086 | 1.5 | 13.34% | 6.3217
9 | 30 | 18 | 30 | 100 | 10.0926 | 8.6e-06 | 0 | -7.8839e-07 | -3.94e-06 | 1.5 | 13.34% | 89.9074
9 | 30 | 19 | 30 | 100 | 100 | 0 | 0 | 0 | 0 | 1.5 | 13.34% | 0
9 | 30 | 20 | 30 | 100 | 100 | 0 | 0 | 0 | 0 | 1.5 | 13.34% | 0
9 | 30 | 21 | 30 | 100 | 100 | 0 | 0 | 0 | 0 | 1.5 | 13.34% | 0
9 | 30 | 22 | 30 | 100 | 100 | 0 | 0 | 0 | 0 | 1.5 | 13.34% | 0
9 | 30 | 23 | 30 | 100 | 100 | 0 | 0 | 0 | 0 | 1.5 | 13.34% | 0
10 | 1 | 0 | 30 | 100 | 100 | 0 | 0 | 0 | 0 | 1.5 | 13.34% | 0
10 | 1 | 1 | 30 | 100 | 100 | 0 | 0 | 0 | 0 | 1.5 | 13.34% | 0
10 | 1 | 2 | 30 | 100 | 100 | 0 | 0 | 0 | 0 | 1.5 | 13.34% | 0
10 | 1 | 3 | 30 | 100 | 100 | 0 | 0 | 0 | 0 | 1.5 | 13.34% | 0
10 | 1 | 4 | 30 | 100 | 100 | 0 | 0 | 0 | 0 | 1.5 | 13.34% | 0
10 | 1 | 5 | 30 | 100 | 100 | 0 | 0 | 0 | 0 | 1.5 | 13.34% | 0
10 | 1 | 6 | 30 | 93.995 | 17.5966 | 0.007699 | -0.00059 | -0.00065032 | -0.00325 | 1.5 | 13.34% | 76.3984
10 | 1 | 7 | 30 | 93.925 | 94.7256 | 0.065669 | -0.06173 | -0.00024412 | -0.00122 | 1.5 | 13.34% | 0.80062
10 | 1 | 8 | 30 | 58.141 | 62.3801 | 0.12282 | -0.0745 | -0.0013027 | -0.00651 | 1.5 | 13.34% | 4.2391
10 | 1 | 9 | 30 | 26.717 | 30.4134 | 0.17014 | -0.04983 | -0.0014687 | -0.00734 | 1.5 | 13.34% | 3.6964
10 | 1 | 10 | 30 | 5.875 | 7.8311 | 0.20368 | -0.01433 | -0.0015028 | -0.00751 | 1.5 | 13.34% | 1.9561
10 | 1 | 11 | 30 | 0 | 0.67657 | 0.22034 | 0 | -0.0014807 | -0.0074 | 1.5 | 13.34% | 0.67657
10 | 1 | 12 | 30 | 0 | 0.67099 | 0.22066 | 0 | -0.0014707 | -0.00735 | 1.5 | 13.34% | 0.67099
10 | 1 | 13 | 30 | 3.767 | 3.5075 | 0.20362 | -0.00563 | -0.0014607 | -0.0073 | 1.5 | 13.34% | 0.2595
10 | 1 | 14 | 30 | 23.78 | 25.7395 | 0.17124 | -0.04229 | -0.0014207 | -0.0071 | 1.5 | 13.34% | 1.9595
10 | 1 | 15 | 30 | 53.229 | 54.7783 | 0.12464 | -0.06634 | -0.0012506 | -0.00625 | 1.5 | 13.34% | 1.5493
10 | 1 | 16 | 30 | 93.536 | 90.7871 | 0.069683 | -0.06245 | -0.00042621 | -0.00213 | 1.5 | 13.34% | 2.7489
10 | 1 | 17 | 30 | 93.938 | 74.6993 | 0.014651 | -0.01028 | -0.00038019 | -0.0019 | 1.5 | 13.34% | 19.2387
10 | 1 | 18 | 30 | 100 | 10.0738 | 5.16e-06 | 0 | -4.7224e-07 | -2.36e-06 | 1.5 | 13.34% | 89.9262
10 | 1 | 19 | 30 | 100 | 100 | 0 | 0 | 0 | 0 | 1.5 | 13.34% | 0
10 | 1 | 20 | 30 | 100 | 100 | 0 | 0 | 0 | 0 | 1.5 | 13.34% | 0
10 | 1 | 21 | 30 | 100 | 100 | 0 | 0 | 0 | 0 | 1.5 | 13.34% | 0
10 | 1 | 22 | 30 | 100 | 100 | 0 | 0 | 0 | 0 | 1.5 | 13.34% | 0
10 | 1 | 23 | 30 | 100 | 100 | 0 | 0 | 0 | 0 | 1.5 | 13.34% | 0
10 | 2 | 0 | 30 | 100 | 100 | 0 | 0 | 0 | 0 | 1.5 | 13.34% | 0
10 | 2 | 1 | 30 | 100 | 100 | 0 | 0 | 0 | 0 | 1.5 | 13.34% | 0
10 | 2 | 2 | 30 | 100 | 100 | 0 | 0 | 0 | 0 | 1.5 | 13.34% | 0
10 | 2 | 3 | 30 | 100 | 100 | 0 | 0 | 0 | 0 | 1.5 | 13.34% | 0
10 | 2 | 4 | 30 | 100 | 100 | 0 | 0 | 0 | 0 | 1.5 | 13.34% | 0
10 | 2 | 5 | 30 | 100 | 100 | 0 | 0 | 0 | 0 | 1.5 | 13.34% | 0
10 | 2 | 6 | 30 | 93.543 | 21.3563 | 0.008212 | -0.00095 | -0.00066233 | -0.00331 | 1.5 | 13.34% | 72.1867
10 | 2 | 7 | 30 | 93.133 | 85.3633 | 0.071814 | -0.0594 | -0.0010265 | -0.00513 | 1.5 | 13.34% | 7.7697
10 | 2 | 8 | 30 | 57.455 | 61.1289 | 0.13342 | -0.07914 | -0.0015007 | -0.0075 | 1.5 | 13.34% | 3.6739
10 | 2 | 9 | 30 | 26.351 | 29.9823 | 0.18518 | -0.0533 | -0.0017089 | -0.00854 | 1.5 | 13.34% | 3.6313
10 | 2 | 10 | 30 | 5.765 | 7.7598 | 0.22235 | -0.01535 | -0.0017669 | -0.00883 | 1.5 | 13.34% | 1.9948
10 | 2 | 11 | 30 | 0 | 0.73732 | 0.24277 | 0 | -0.0017769 | -0.00888 | 1.5 | 13.34% | 0.73732
10 | 2 | 12 | 30 | 0 | 0.73803 | 0.24527 | 0 | -0.0017969 | -0.00898 | 1.5 | 13.34% | 0.73803
10 | 2 | 13 | 30 | 3.799 | 3.5195 | 0.22979 | -0.00619 | -0.0018329 | -0.00916 | 1.5 | 13.34% | 0.27951
10 | 2 | 14 | 30 | 23.76 | 24.4378 | 0.19686 | -0.04582 | -0.0018389 | -0.00919 | 1.5 | 13.34% | 0.67783
10 | 2 | 15 | 30 | 53.083 | 52.72 | 0.14511 | -0.07399 | -0.0016448 | -0.00822 | 1.5 | 13.34% | 0.36301
10 | 2 | 16 | 30 | 92.782 | 83.6688 | 0.082078 | -0.06652 | -0.0011726 | -0.00586 | 1.5 | 13.34% | 9.1132
10 | 2 | 17 | 30 | 93.219 | 93.7038 | 0.016152 | -0.01498 | -8.004e-05 | -0.0004 | 1.5 | 13.34% | 0.48482
10 | 2 | 18 | 30 | 100 | 10.0785 | 1.72e-05 | 0 | -1.5748e-06 | -7.87e-06 | 1.5 | 13.34% | 89.9215
10 | 2 | 19 | 30 | 100 | 100 | 0 | 0 | 0 | 0 | 1.5 | 13.34% | 0
10 | 2 | 20 | 30 | 100 | 100 | 0 | 0 | 0 | 0 | 1.5 | 13.34% | 0
10 | 2 | 21 | 30 | 100 | 100 | 0 | 0 | 0 | 0 | 1.5 | 13.34% | 0
10 | 2 | 22 | 30 | 100 | 100 | 0 | 0 | 0 | 0 | 1.5 | 13.34% | 0
10 | 2 | 23 | 30 | 100 | 100 | 0 | 0 | 0 | 0 | 1.5 | 13.34% | 0
10 | 3 | 0 | 30 | 100 | 100 | 0 | 0 | 0 | 0 | 1.5 | 13.34% | 0
10 | 3 | 1 | 30 | 100 | 100 | 0 | 0 | 0 | 0 | 1.5 | 13.34% | 0
10 | 3 | 2 | 30 | 100 | 100 | 0 | 0 | 0 | 0 | 1.5 | 13.34% | 0
10 | 3 | 3 | 30 | 100 | 100 | 0 | 0 | 0 | 0 | 1.5 | 13.34% | 0
10 | 3 | 4 | 30 | 100 | 100 | 0 | 0 | 0 | 0 | 1.5 | 13.34% | 0
10 | 3 | 5 | 30 | 100 | 100 | 0 | 0 | 0 | 0 | 1.5 | 13.34% | 0
10 | 3 | 6 | 30 | 92.813 | 13.2872 | 0.007928 | -0.00026 | -0.00070035 | -0.0035 | 1.5 | 13.34% | 79.5258
10 | 3 | 7 | 30 | 92.273 | 90.5173 | 0.062353 | -0.05543 | -0.00053027 | -0.00265 | 1.5 | 13.34% | 1.7557
10 | 3 | 8 | 30 | 56.792 | 64.3946 | 0.11594 | -0.07359 | -0.00065032 | -0.00325 | 1.5 | 13.34% | 7.6026
10 | 3 | 9 | 30 | 26.059 | 30.8383 | 0.16046 | -0.04836 | -0.00085843 | -0.00429 | 1.5 | 13.34% | 4.7793
10 | 3 | 10 | 30 | 5.639 | 7.7327 | 0.19083 | -0.01334 | -0.0013147 | -0.00657 | 1.5 | 13.34% | 2.0937
10 | 3 | 11 | 30 | 0 | 0.63621 | 0.20827 | 0 | -0.0013167 | -0.00658 | 1.5 | 13.34% | 0.63621
10 | 3 | 12 | 30 | 0 | 0.63119 | 0.20832 | 0 | -0.0013067 | -0.00653 | 1.5 | 13.34% | 0.63119
10 | 3 | 13 | 30 | 3.924 | 3.4346 | 0.19291 | -0.00527 | -0.0013107 | -0.00655 | 1.5 | 13.34% | 0.48941
10 | 3 | 14 | 30 | 23.684 | 25.0065 | 0.1631 | -0.03961 | -0.00094047 | -0.0047 | 1.5 | 13.34% | 1.3225
10 | 3 | 15 | 30 | 52.788 | 55.287 | 0.11982 | -0.06512 | -0.00072436 | -0.00362 | 1.5 | 13.34% | 2.499
10 | 3 | 16 | 30 | 92.028 | 88.3993 | 0.067025 | -0.05813 | -0.0005943 | -0.00297 | 1.5 | 13.34% | 3.6287
10 | 3 | 17 | 30 | 92.429 | 73.7758 | 0.014433 | -0.00997 | -0.00039019 | -0.00195 | 1.5 | 13.34% | 18.6532
10 | 3 | 18 | 30 | 100 | 10.1208 | 3.44e-06 | 0 | -3.1616e-07 | -1.58e-06 | 1.5 | 13.34% | 89.8792
10 | 3 | 19 | 30 | 100 | 100 | 0 | 0 | 0 | 0 | 1.5 | 13.34% | 0
10 | 3 | 20 | 30 | 100 | 100 | 0 | 0 | 0 | 0 | 1.5 | 13.34% | 0
10 | 3 | 21 | 30 | 100 | 100 | 0 | 0 | 0 | 0 | 1.5 | 13.34% | 0
10 | 3 | 22 | 30 | 100 | 100 | 0 | 0 | 0 | 0 | 1.5 | 13.34% | 0
10 | 3 | 23 | 30 | 100 | 100 | 0 | 0 | 0 | 0 | 1.5 | 13.34% | 0
10 | 4 | 0 | 30 | 100 | 100 | 0 | 0 | 0 | 0 | 1.5 | 13.34% | 0
10 | 4 | 1 | 30 | 100 | 100 | 0 | 0 | 0 | 0 | 1.5 | 13.34% | 0
10 | 4 | 2 | 30 | 100 | 100 | 0 | 0 | 0 | 0 | 1.5 | 13.34% | 0
10 | 4 | 3 | 30 | 100 | 100 | 0 | 0 | 0 | 0 | 1.5 | 13.34% | 0
10 | 4 | 4 | 30 | 100 | 100 | 0 | 0 | 0 | 0 | 1.5 | 13.34% | 0
10 | 4 | 5 | 30 | 100 | 100 | 0 | 0 | 0 | 0 | 1.5 | 13.34% | 0
10 | 4 | 6 | 30 | 92.124 | 23.1094 | 0.00859 | -0.00115 | -0.00067834 | -0.00339 | 1.5 | 13.34% | 69.0146
10 | 4 | 7 | 30 | 91.51 | 14.9832 | 0.022606 | -0.00113 | -0.001963 | -0.00981 | 1.5 | 13.34% | 76.5268
10 | 4 | 8 | 30 | 56.139 | 13.4225 | 0.037291 | -0.00134 | -0.0032316 | -0.01615 | 1.5 | 13.34% | 42.7165
10 | 4 | 9 | 30 | 25.807 | 11.2177 | 0.060784 | -0.00093 | -0.0052946 | -0.02646 | 1.5 | 13.34% | 14.5893
10 | 4 | 10 | 30 | 5.459 | 9.2974 | 0.096187 | -0.00201 | -0.0063432 | -0.0317 | 1.5 | 13.34% | 3.8384
10 | 4 | 11 | 30 | 0 | 4.4575 | 0.13561 | 0 | -0.0057869 | -0.02892 | 1.5 | 13.34% | 4.4575
10 | 4 | 12 | 30 | 0 | 1.1596 | 0.19341 | 0 | -0.0022171 | -0.01108 | 1.5 | 13.34% | 1.1596
10 | 4 | 13 | 30 | 3.91 | 7.415 | 0.10456 | -0.00106 | -0.0062311 | -0.03114 | 1.5 | 13.34% | 3.505
10 | 4 | 14 | 30 | 23.636 | 19.7261 | 0.1112 | -0.01689 | -0.0042141 | -0.02106 | 1.5 | 13.34% | 3.9099
10 | 4 | 15 | 30 | 52.644 | 21.5902 | 0.05644 | -0.0073 | -0.004018 | -0.02008 | 1.5 | 13.34% | 31.0538
10 | 4 | 16 | 30 | 91.217 | 60.1607 | 0.048293 | -0.02598 | -0.001919 | -0.00959 | 1.5 | 13.34% | 31.0563
10 | 4 | 17 | 30 | 91.716 | 59.403 | 0.013556 | -0.00715 | -0.00056628 | -0.00283 | 1.5 | 13.34% | 32.313
10 | 4 | 18 | 30 | 100 | 10.1208 | 3.44e-06 | 0 | -3.1616e-07 | -1.58e-06 | 1.5 | 13.34% | 89.8792
10 | 4 | 19 | 30 | 100 | 100 | 0 | 0 | 0 | 0 | 1.5 | 13.34% | 0
10 | 4 | 20 | 30 | 100 | 100 | 0 | 0 | 0 | 0 | 1.5 | 13.34% | 0
10 | 4 | 21 | 30 | 100 | 100 | 0 | 0 | 0 | 0 | 1.5 | 13.34% | 0
10 | 4 | 22 | 30 | 100 | 100 | 0 | 0 | 0 | 0 | 1.5 | 13.34% | 0
10 | 4 | 23 | 30 | 100 | 100 | 0 | 0 | 0 | 0 | 1.5 | 13.34% | 0
10 | 5 | 0 | 30 | 100 | 100 | 0 | 0 | 0 | 0 | 1.5 | 13.34% | 0
10 | 5 | 1 | 30 | 100 | 100 | 0 | 0 | 0 | 0 | 1.5 | 13.34% | 0
10 | 5 | 2 | 30 | 100 | 100 | 0 | 0 | 0 | 0 | 1.5 | 13.34% | 0
10 | 5 | 3 | 30 | 100 | 100 | 0 | 0 | 0 | 0 | 1.5 | 13.34% | 0
10 | 5 | 4 | 30 | 100 | 100 | 0 | 0 | 0 | 0 | 1.5 | 13.34% | 0
10 | 5 | 5 | 30 | 100 | 100 | 0 | 0 | 0 | 0 | 1.5 | 13.34% | 0
10 | 5 | 6 | 30 | 91.431 | 12.0546 | 0.005999 | -0.00012 | -0.00053827 | -0.00269 | 1.5 | 13.34% | 79.3764
10 | 5 | 7 | 30 | 90.704 | 42.9454 | 0.036972 | -0.01274 | -0.0021951 | -0.01097 | 1.5 | 13.34% | 47.7586
10 | 5 | 8 | 30 | 55.424 | 13.4291 | 0.037467 | -0.00135 | -0.0032456 | -0.01622 | 1.5 | 13.34% | 41.9949
10 | 5 | 9 | 30 | 25.437 | 11.2482 | 0.047753 | -0.00075 | -0.0041541 | -0.02076 | 1.5 | 13.34% | 14.1888
10 | 5 | 10 | 30 | 5.347 | 9.9244 | 0.074232 | -0.00028 | -0.0064472 | -0.03222 | 1.5 | 13.34% | 4.5774
10 | 5 | 11 | 30 | 0 | 5.4765 | 0.1229 | 0 | -0.0063812 | -0.03189 | 1.5 | 13.34% | 5.4765
10 | 5 | 12 | 30 | 0 | 3.6191 | 0.14787 | 0 | -0.0051646 | -0.02581 | 1.5 | 13.34% | 3.6191
10 | 5 | 13 | 30 | 3.974 | 4.6933 | 0.15294 | -0.00325 | -0.0037519 | -0.01875 | 1.5 | 13.34% | 0.71932
10 | 5 | 14 | 30 | 23.567 | 13.2257 | 0.073189 | -0.00349 | -0.0054667 | -0.02732 | 1.5 | 13.34% | 10.3413
10 | 5 | 15 | 30 | 52.342 | 12.7153 | 0.045325 | -0.00132 | -0.003942 | -0.0197 | 1.5 | 13.34% | 39.6267
10 | 5 | 16 | 30 | 90.346 | 13.4845 | 0.019869 | -0.00069 | -0.0017529 | -0.00876 | 1.5 | 13.34% | 76.8615
10 | 5 | 17 | 30 | 91.013 | 10.0851 | 0.002075 | 0 | -0.00019009 | -0.00095 | 1.5 | 13.34% | 80.9279
10 | 5 | 18 | 30 | 100 | 100 | 0 | 0 | 0 | 0 | 1.5 | 13.34% | 0
10 | 5 | 19 | 30 | 100 | 100 | 0 | 0 | 0 | 0 | 1.5 | 13.34% | 0
10 | 5 | 20 | 30 | 100 | 100 | 0 | 0 | 0 | 0 | 1.5 | 13.34% | 0
10 | 5 | 21 | 30 | 100 | 100 | 0 | 0 | 0 | 0 | 1.5 | 13.34% | 0
10 | 5 | 22 | 30 | 100 | 100 | 0 | 0 | 0 | 0 | 1.5 | 13.34% | 0
10 | 5 | 23 | 30 | 100 | 100 | 0 | 0 | 0 | 0 | 1.5 | 13.34% | 0
10 | 6 | 0 | 30 | 100 | 100 | 0 | 0 | 0 | 0 | 1.5 | 13.34% | 0
10 | 6 | 1 | 30 | 100 | 100 | 0 | 0 | 0 | 0 | 1.5 | 13.34% | 0
10 | 6 | 2 | 30 | 100 | 100 | 0 | 0 | 0 | 0 | 1.5 | 13.34% | 0
10 | 6 | 3 | 30 | 100 | 100 | 0 | 0 | 0 | 0 | 1.5 | 13.34% | 0
10 | 6 | 4 | 30 | 100 | 100 | 0 | 0 | 0 | 0 | 1.5 | 13.34% | 0
10 | 6 | 5 | 30 | 100 | 100 | 0 | 0 | 0 | 0 | 1.5 | 13.34% | 0
10 | 6 | 6 | 30 | 90.383 | 13.4957 | 0.008015 | -0.00028 | -0.00070635 | -0.00353 | 1.5 | 13.34% | 76.8873
10 | 6 | 7 | 30 | 89.936 | 85.7882 | 0.060489 | -0.05045 | -0.00077639 | -0.00388 | 1.5 | 13.34% | 4.1478
10 | 6 | 8 | 30 | 54.777 | 60.5972 | 0.11072 | -0.06539 | -0.0010605 | -0.0053 | 1.5 | 13.34% | 5.8202
10 | 6 | 9 | 30 | 25.124 | 28.8891 | 0.15328 | -0.04253 | -0.0013587 | -0.00679 | 1.5 | 13.34% | 3.7651
10 | 6 | 10 | 30 | 5.169 | 7.6294 | 0.18274 | -0.01212 | -0.0016928 | -0.00846 | 1.5 | 13.34% | 2.4604
10 | 6 | 11 | 30 | 0 | 0.912 | 0.19971 | 0 | -0.0018049 | -0.00902 | 1.5 | 13.34% | 0.912
10 | 6 | 12 | 30 | 0 | 0.91031 | 0.2003 | 0 | -0.0018069 | -0.00903 | 1.5 | 13.34% | 0.91031
10 | 6 | 13 | 30 | 3.974 | 3.5018 | 0.18658 | -0.00491 | -0.0015688 | -0.00784 | 1.5 | 13.34% | 0.47217
10 | 6 | 14 | 30 | 23.543 | 23.5302 | 0.15769 | -0.03555 | -0.0012586 | -0.00629 | 1.5 | 13.34% | 0.012791
10 | 6 | 15 | 30 | 52.104 | 53.8121 | 0.11634 | -0.06118 | -0.00092646 | -0.00463 | 1.5 | 13.34% | 1.7081
10 | 6 | 16 | 30 | 89.588 | 86.081 | 0.065451 | -0.05506 | -0.00068834 | -0.00344 | 1.5 | 13.34% | 3.507
10 | 6 | 17 | 30 | 90.306 | 73.1752 | 0.014215 | -0.00974 | -0.00038219 | -0.00191 | 1.5 | 13.34% | 17.1308
10 | 6 | 18 | 30 | 100 | 100 | 0 | 0 | 0 | 0 | 1.5 | 13.34% | 0
10 | 6 | 19 | 30 | 100 | 100 | 0 | 0 | 0 | 0 | 1.5 | 13.34% | 0
10 | 6 | 20 | 30 | 100 | 100 | 0 | 0 | 0 | 0 | 1.5 | 13.34% | 0
10 | 6 | 21 | 30 | 100 | 100 | 0 | 0 | 0 | 0 | 1.5 | 13.34% | 0
10 | 6 | 22 | 30 | 100 | 100 | 0 | 0 | 0 | 0 | 1.5 | 13.34% | 0
10 | 6 | 23 | 30 | 100 | 100 | 0 | 0 | 0 | 0 | 1.5 | 13.34% | 0
10 | 7 | 0 | 30 | 100 | 100 | 0 | 0 | 0 | 0 | 1.5 | 13.34% | 0
10 | 7 | 1 | 30 | 100 | 100 | 0 | 0 | 0 | 0 | 1.5 | 13.34% | 0
10 | 7 | 2 | 30 | 100 | 100 | 0 | 0 | 0 | 0 | 1.5 | 13.34% | 0
10 | 7 | 3 | 30 | 100 | 100 | 0 | 0 | 0 | 0 | 1.5 | 13.34% | 0
10 | 7 | 4 | 30 | 100 | 100 | 0 | 0 | 0 | 0 | 1.5 | 13.34% | 0
10 | 7 | 5 | 30 | 100 | 100 | 0 | 0 | 0 | 0 | 1.5 | 13.34% | 0
10 | 7 | 6 | 30 | 89.731 | 13.5489 | 0.007936 | -0.00028 | -0.00070035 | -0.0035 | 1.5 | 13.34% | 76.1821
10 | 7 | 7 | 30 | 89.15 | 84.5713 | 0.059949 | -0.04913 | -0.00085043 | -0.00425 | 1.5 | 13.34% | 4.5787
10 | 7 | 8 | 30 | 54.201 | 59.2894 | 0.10781 | -0.06188 | -0.0012806 | -0.0064 | 1.5 | 13.34% | 5.0884
10 | 7 | 9 | 30 | 24.89 | 28.0459 | 0.14555 | -0.03842 | -0.0018749 | -0.00937 | 1.5 | 13.34% | 3.1559
10 | 7 | 10 | 30 | 5.056 | 7.7467 | 0.1731 | -0.0109 | -0.0023292 | -0.01164 | 1.5 | 13.34% | 2.6907
10 | 7 | 11 | 30 | 0 | 1.5234 | 0.18482 | 0 | -0.0027734 | -0.01386 | 1.5 | 13.34% | 1.5234
10 | 7 | 12 | 30 | 0 | 1.4474 | 0.18695 | 0 | -0.0026673 | -0.01333 | 1.5 | 13.34% | 1.4474
10 | 7 | 13 | 30 | 4.039 | 4.0501 | 0.16909 | -0.00405 | -0.0026893 | -0.01344 | 1.5 | 13.34% | 0.011071
10 | 7 | 14 | 30 | 23.454 | 22.34 | 0.14188 | -0.02892 | -0.0022691 | -0.01134 | 1.5 | 13.34% | 1.114
10 | 7 | 15 | 30 | 51.89 | 49.4243 | 0.1035 | -0.04852 | -0.0017629 | -0.00881 | 1.5 | 13.34% | 2.4657
10 | 7 | 16 | 30 | 88.886 | 77.5247 | 0.058515 | -0.04325 | -0.0011906 | -0.00595 | 1.5 | 13.34% | 11.3613
10 | 7 | 17 | 30 | 89.541 | 61.5442 | 0.013432 | -0.00741 | -0.00053027 | -0.00265 | 1.5 | 13.34% | 27.9968
10 | 7 | 18 | 30 | 100 | 100 | 0 | 0 | 0 | 0 | 1.5 | 13.34% | 0
10 | 7 | 19 | 30 | 100 | 100 | 0 | 0 | 0 | 0 | 1.5 | 13.34% | 0
10 | 7 | 20 | 30 | 100 | 100 | 0 | 0 | 0 | 0 | 1.5 | 13.34% | 0
10 | 7 | 21 | 30 | 100 | 100 | 0 | 0 | 0 | 0 | 1.5 | 13.34% | 0
10 | 7 | 22 | 30 | 100 | 100 | 0 | 0 | 0 | 0 | 1.5 | 13.34% | 0
10 | 7 | 23 | 30 | 100 | 100 | 0 | 0 | 0 | 0 | 1.5 | 13.34% | 0
10 | 8 | 0 | 30 | 100 | 100 | 0 | 0 | 0 | 0 | 1.5 | 13.34% | 0
10 | 8 | 1 | 30 | 100 | 100 | 0 | 0 | 0 | 0 | 1.5 | 13.34% | 0
10 | 8 | 2 | 30 | 100 | 100 | 0 | 0 | 0 | 0 | 1.5 | 13.34% | 0
10 | 8 | 3 | 30 | 100 | 100 | 0 | 0 | 0 | 0 | 1.5 | 13.34% | 0
10 | 8 | 4 | 30 | 100 | 100 | 0 | 0 | 0 | 0 | 1.5 | 13.34% | 0
10 | 8 | 5 | 30 | 100 | 100 | 0 | 0 | 0 | 0 | 1.5 | 13.34% | 0
10 | 8 | 6 | 30 | 88.944 | 11.8585 | 0.005515 | -9.89e-05 | -0.00049625 | -0.00248 | 1.5 | 13.34% | 77.0855
10 | 8 | 7 | 30 | 88.378 | 34.3444 | 0.033828 | -0.00854 | -0.0022911 | -0.01145 | 1.5 | 13.34% | 54.0336
10 | 8 | 8 | 30 | 53.504 | 11.3276 | 0.024467 | -0.00033 | -0.0021931 | -0.01096 | 1.5 | 13.34% | 42.1764
10 | 8 | 9 | 30 | 24.51 | 16.8835 | 0.083198 | -0.00794 | -0.0052246 | -0.02611 | 1.5 | 13.34% | 7.6265
10 | 8 | 10 | 30 | 4.911 | 8.7177 | 0.11622 | -0.00391 | -0.0057229 | -0.0286 | 1.5 | 13.34% | 3.8067
10 | 8 | 11 | 30 | 0 | 6.177 | 0.11488 | 0 | -0.0066833 | -0.0334 | 1.5 | 13.34% | 6.177
10 | 8 | 12 | 30 | 0 | 4.9871 | 0.12928 | 0 | -0.0061411 | -0.03069 | 1.5 | 13.34% | 4.9871
10 | 8 | 13 | 30 | 4.061 | 9.4846 | 0.077116 | -0.00017 | -0.0065253 | -0.03261 | 1.5 | 13.34% | 5.4236
10 | 8 | 14 | 30 | 23.426 | 16.1482 | 0.092027 | -0.00899 | -0.0050545 | -0.02526 | 1.5 | 13.34% | 7.2778
10 | 8 | 15 | 30 | 51.621 | 17.2116 | 0.0506 | -0.00403 | -0.003992 | -0.01995 | 1.5 | 13.34% | 34.4094
10 | 8 | 16 | 30 | 88.119 | 81.6365 | 0.062167 | -0.04909 | -0.00091446 | -0.00457 | 1.5 | 13.34% | 6.4825
10 | 8 | 17 | 30 | 88.785 | 92.8771 | 0.015813 | -0.01454 | -7.6038e-05 | -0.00038 | 1.5 | 13.34% | 4.0921
10 | 8 | 18 | 30 | 100 | 100 | 0 | 0 | 0 | 0 | 1.5 | 13.34% | 0
10 | 8 | 19 | 30 | 100 | 100 | 0 | 0 | 0 | 0 | 1.5 | 13.34% | 0
10 | 8 | 20 | 30 | 100 | 100 | 0 | 0 | 0 | 0 | 1.5 | 13.34% | 0
10 | 8 | 21 | 30 | 100 | 100 | 0 | 0 | 0 | 0 | 1.5 | 13.34% | 0
10 | 8 | 22 | 30 | 100 | 100 | 0 | 0 | 0 | 0 | 1.5 | 13.34% | 0
10 | 8 | 23 | 30 | 100 | 100 | 0 | 0 | 0 | 0 | 1.5 | 13.34% | 0
10 | 9 | 0 | 30 | 100 | 100 | 0 | 0 | 0 | 0 | 1.5 | 13.34% | 0
10 | 9 | 1 | 30 | 100 | 100 | 0 | 0 | 0 | 0 | 1.5 | 13.34% | 0
10 | 9 | 2 | 30 | 100 | 100 | 0 | 0 | 0 | 0 | 1.5 | 13.34% | 0
10 | 9 | 3 | 30 | 100 | 100 | 0 | 0 | 0 | 0 | 1.5 | 13.34% | 0
10 | 9 | 4 | 30 | 100 | 100 | 0 | 0 | 0 | 0 | 1.5 | 13.34% | 0
10 | 9 | 5 | 30 | 100 | 100 | 0 | 0 | 0 | 0 | 1.5 | 13.34% | 0
10 | 9 | 6 | 30 | 88.45 | 20.8227 | 0.008815 | -0.00097 | -0.00071636 | -0.00358 | 1.5 | 13.34% | 67.6273
10 | 9 | 7 | 30 | 87.599 | 92.6828 | 0.068422 | -0.06276 | -0.00034017 | -0.0017 | 1.5 | 13.34% | 5.0838
10 | 9 | 8 | 30 | 52.949 | 59.6788 | 0.12311 | -0.07148 | -0.0012466 | -0.00623 | 1.5 | 13.34% | 6.7298
10 | 9 | 9 | 30 | 24.235 | 28.7164 | 0.16879 | -0.04667 | -0.0013987 | -0.00699 | 1.5 | 13.34% | 4.4814
10 | 9 | 10 | 30 | 4.806 | 7.4862 | 0.20098 | -0.01351 | -0.0014287 | -0.00714 | 1.5 | 13.34% | 2.6802
10 | 9 | 11 | 30 | 0 | 0.65863 | 0.21835 | 0 | -0.0014287 | -0.00714 | 1.5 | 13.34% | 0.65863
10 | 9 | 12 | 30 | 0 | 0.65964 | 0.21924 | 0 | -0.0014367 | -0.00718 | 1.5 | 13.34% | 0.65964
10 | 9 | 13 | 30 | 4.124 | 3.3628 | 0.20272 | -0.00533 | -0.0014387 | -0.00719 | 1.5 | 13.34% | 0.76118
10 | 9 | 14 | 30 | 23.332 | 23.2568 | 0.17073 | -0.03797 | -0.0014087 | -0.00704 | 1.5 | 13.34% | 0.075207
10 | 9 | 15 | 30 | 51.367 | 52.8094 | 0.12545 | -0.06432 | -0.0012626 | -0.00631 | 1.5 | 13.34% | 1.4424
10 | 9 | 16 | 30 | 87.275 | 90.0991 | 0.07071 | -0.06307 | -0.00033617 | -0.00168 | 1.5 | 13.34% | 2.8241
10 | 9 | 17 | 30 | 88.111 | 80.5046 | 0.01451 | -0.01119 | -0.00027214 | -0.00136 | 1.5 | 13.34% | 7.6064
10 | 9 | 18 | 30 | 100 | 100 | 0 | 0 | 0 | 0 | 1.5 | 13.34% | 0
10 | 9 | 19 | 30 | 100 | 100 | 0 | 0 | 0 | 0 | 1.5 | 13.34% | 0
10 | 9 | 20 | 30 | 100 | 100 | 0 | 0 | 0 | 0 | 1.5 | 13.34% | 0
10 | 9 | 21 | 30 | 100 | 100 | 0 | 0 | 0 | 0 | 1.5 | 13.34% | 0
10 | 9 | 22 | 30 | 100 | 100 | 0 | 0 | 0 | 0 | 1.5 | 13.34% | 0
10 | 9 | 23 | 30 | 100 | 100 | 0 | 0 | 0 | 0 | 1.5 | 13.34% | 0
10 | 10 | 0 | 30 | 100 | 100 | 0 | 0 | 0 | 0 | 1.5 | 13.34% | 0
10 | 10 | 1 | 30 | 100 | 100 | 0 | 0 | 0 | 0 | 1.5 | 13.34% | 0
10 | 10 | 2 | 30 | 100 | 100 | 0 | 0 | 0 | 0 | 1.5 | 13.34% | 0
10 | 10 | 3 | 30 | 100 | 100 | 0 | 0 | 0 | 0 | 1.5 | 13.34% | 0
10 | 10 | 4 | 30 | 100 | 100 | 0 | 0 | 0 | 0 | 1.5 | 13.34% | 0
10 | 10 | 5 | 30 | 100 | 100 | 0 | 0 | 0 | 0 | 1.5 | 13.34% | 0
10 | 10 | 6 | 30 | 87.473 | 10.0245 | 0.001735 | 0 | -0.00015808 | -0.00079 | 1.5 | 13.34% | 77.4485
10 | 10 | 7 | 30 | 86.846 | 54.4009 | 0.043456 | -0.02052 | -0.002021 | -0.0101 | 1.5 | 13.34% | 32.4451
10 | 10 | 8 | 30 | 52.3 | 51.7687 | 0.094209 | -0.04533 | -0.0022671 | -0.01133 | 1.5 | 13.34% | 0.53127
10 | 10 | 9 | 30 | 24.001 | 20.2482 | 0.099379 | -0.01448 | -0.0046923 | -0.02345 | 1.5 | 13.34% | 3.7528
10 | 10 | 10 | 30 | 4.726 | 9.6239 | 0.083231 | -0.00087 | -0.0065133 | -0.03255 | 1.5 | 13.34% | 4.8979
10 | 10 | 11 | 30 | 0 | 5.9124 | 0.11793 | 0 | -0.0065833 | -0.0329 | 1.5 | 13.34% | 5.9124
10 | 10 | 12 | 30 | 0 | 4.6834 | 0.13315 | 0 | -0.005957 | -0.02977 | 1.5 | 13.34% | 4.6834
10 | 10 | 13 | 30 | 4.158 | 7.1131 | 0.10808 | -0.00117 | -0.006085 | -0.03041 | 1.5 | 13.34% | 2.9551
10 | 10 | 14 | 30 | 23.194 | 18.684 | 0.1109 | -0.01575 | -0.0041881 | -0.02093 | 1.5 | 13.34% | 4.51
10 | 10 | 15 | 30 | 51.093 | 36.2293 | 0.078602 | -0.02402 | -0.0032716 | -0.01635 | 1.5 | 13.34% | 14.8637
10 | 10 | 16 | 30 | 86.56 | 43.8708 | 0.039584 | -0.01413 | -0.0022491 | -0.01124 | 1.5 | 13.34% | 42.6892
10 | 10 | 17 | 30 | 87.315 | 12.1161 | 0.006239 | -0.00013 | -0.00055828 | -0.00279 | 1.5 | 13.34% | 75.1989
10 | 10 | 18 | 30 | 100 | 100 | 0 | 0 | 0 | 0 | 1.5 | 13.34% | 0
10 | 10 | 19 | 30 | 100 | 100 | 0 | 0 | 0 | 0 | 1.5 | 13.34% | 0
10 | 10 | 20 | 30 | 100 | 100 | 0 | 0 | 0 | 0 | 1.5 | 13.34% | 0
10 | 10 | 21 | 30 | 100 | 100 | 0 | 0 | 0 | 0 | 1.5 | 13.34% | 0
10 | 10 | 22 | 30 | 100 | 100 | 0 | 0 | 0 | 0 | 1.5 | 13.34% | 0
10 | 10 | 23 | 30 | 100 | 100 | 0 | 0 | 0 | 0 | 1.5 | 13.34% | 0
10 | 11 | 0 | 30 | 100 | 100 | 0 | 0 | 0 | 0 | 1.5 | 13.34% | 0
10 | 11 | 1 | 30 | 100 | 100 | 0 | 0 | 0 | 0 | 1.5 | 13.34% | 0
10 | 11 | 2 | 30 | 100 | 100 | 0 | 0 | 0 | 0 | 1.5 | 13.34% | 0
10 | 11 | 3 | 30 | 100 | 100 | 0 | 0 | 0 | 0 | 1.5 | 13.34% | 0
10 | 11 | 4 | 30 | 100 | 100 | 0 | 0 | 0 | 0 | 1.5 | 13.34% | 0
10 | 11 | 5 | 30 | 100 | 100 | 0 | 0 | 0 | 0 | 1.5 | 13.34% | 0
10 | 11 | 6 | 30 | 86.932 | 11.0664 | 0.00423 | -4.14e-05 | -0.00038419 | -0.00192 | 1.5 | 13.34% | 75.8656
10 | 11 | 7 | 30 | 86.095 | 15.9077 | 0.02552 | -0.00152 | -0.0021911 | -0.01095 | 1.5 | 13.34% | 70.1873
10 | 11 | 8 | 30 | 51.653 | 12.2981 | 0.03094 | -0.00074 | -0.0027294 | -0.01364 | 1.5 | 13.34% | 39.3549
10 | 11 | 9 | 30 | 23.781 | 10.7074 | 0.037798 | -0.00033 | -0.0033577 | -0.01678 | 1.5 | 13.34% | 13.0736
10 | 11 | 10 | 30 | 4.578 | 10.0782 | 0.022118 | 0 | -0.002025 | -0.01012 | 1.5 | 13.34% | 5.5002
10 | 11 | 11 | 30 | 0 | 9.8849 | 0.041129 | 0 | -0.0036998 | -0.01849 | 1.5 | 13.34% | 9.8849
10 | 11 | 12 | 30 | 0 | 9.6405 | 0.0553 | 0 | -0.0048624 | -0.0243 | 1.5 | 13.34% | 9.6405
10 | 11 | 13 | 30 | 4.195 | 6.4431 | 0.11834 | -0.00158 | -0.0056788 | -0.02838 | 1.5 | 13.34% | 2.2481
10 | 11 | 14 | 30 | 23.15 | 15.9748 | 0.091281 | -0.00872 | -0.0050545 | -0.02526 | 1.5 | 13.34% | 7.1752
10 | 11 | 15 | 30 | 50.798 | 33.4433 | 0.073823 | -0.02004 | -0.0034837 | -0.01741 | 1.5 | 13.34% | 17.3547
10 | 11 | 16 | 30 | 85.86 | 79.6598 | 0.060362 | -0.04624 | -0.0010265 | -0.00513 | 1.5 | 13.34% | 6.2002
10 | 11 | 17 | 30 | 86.633 | 90.1341 | 0.01539 | -0.01367 | -0.00010605 | -0.00053 | 1.5 | 13.34% | 3.5011
10 | 11 | 18 | 30 | 100 | 100 | 0 | 0 | 0 | 0 | 1.5 | 13.34% | 0
10 | 11 | 19 | 30 | 100 | 100 | 0 | 0 | 0 | 0 | 1.5 | 13.34% | 0
10 | 11 | 20 | 30 | 100 | 100 | 0 | 0 | 0 | 0 | 1.5 | 13.34% | 0
10 | 11 | 21 | 30 | 100 | 100 | 0 | 0 | 0 | 0 | 1.5 | 13.34% | 0
10 | 11 | 22 | 30 | 100 | 100 | 0 | 0 | 0 | 0 | 1.5 | 13.34% | 0
10 | 11 | 23 | 30 | 100 | 100 | 0 | 0 | 0 | 0 | 1.5 | 13.34% | 0
10 | 12 | 0 | 30 | 100 | 100 | 0 | 0 | 0 | 0 | 1.5 | 13.34% | 0
10 | 12 | 1 | 30 | 100 | 100 | 0 | 0 | 0 | 0 | 1.5 | 13.34% | 0
10 | 12 | 2 | 30 | 100 | 100 | 0 | 0 | 0 | 0 | 1.5 | 13.34% | 0
10 | 12 | 3 | 30 | 100 | 100 | 0 | 0 | 0 | 0 | 1.5 | 13.34% | 0
10 | 12 | 4 | 30 | 100 | 100 | 0 | 0 | 0 | 0 | 1.5 | 13.34% | 0
10 | 12 | 5 | 30 | 100 | 100 | 0 | 0 | 0 | 0 | 1.5 | 13.34% | 0
10 | 12 | 6 | 30 | 85.97 | 74.2034 | 0.013511 | -0.00944 | -0.00033617 | -0.00168 | 1.5 | 13.34% | 11.7666
10 | 12 | 7 | 30 | 85.314 | 90.1532 | 0.06785 | -0.06029 | -0.00046223 | -0.00231 | 1.5 | 13.34% | 4.8392
10 | 12 | 8 | 30 | 51.209 | 59.1796 | 0.12225 | -0.07042 | -0.0012106 | -0.00605 | 1.5 | 13.34% | 7.9706
10 | 12 | 9 | 30 | 23.388 | 28.4578 | 0.16673 | -0.04571 | -0.0013527 | -0.00676 | 1.5 | 13.34% | 5.0698
10 | 12 | 10 | 30 | 4.45 | 7.2331 | 0.19776 | -0.01283 | -0.0013747 | -0.00687 | 1.5 | 13.34% | 2.7831
10 | 12 | 11 | 30 | 0 | 0.64178 | 0.21369 | 0 | -0.0013627 | -0.00681 | 1.5 | 13.34% | 0.64178
10 | 12 | 12 | 30 | 0 | 0.63945 | 0.21289 | 0 | -0.0013527 | -0.00676 | 1.5 | 13.34% | 0.63945
10 | 12 | 13 | 30 | 4.192 | 3.3001 | 0.1956 | -0.00507 | -0.0013407 | -0.0067 | 1.5 | 13.34% | 0.89194
10 | 12 | 14 | 30 | 23.066 | 23.0592 | 0.16395 | -0.0362 | -0.0013047 | -0.00652 | 1.5 | 13.34% | 0.0068394
10 | 12 | 15 | 30 | 50.537 | 52.8267 | 0.12001 | -0.06233 | -0.00069835 | -0.00349 | 1.5 | 13.34% | 2.2897
10 | 12 | 16 | 30 | 85.066 | 85.2109 | 0.065954 | -0.05504 | -0.00062631 | -0.00313 | 1.5 | 13.34% | 0.1449
10 | 12 | 17 | 30 | 85.869 | 69.7304 | 0.013671 | -0.00884 | -0.0004082 | -0.00204 | 1.5 | 13.34% | 16.1386
10 | 12 | 18 | 30 | 100 | 100 | 0 | 0 | 0 | 0 | 1.5 | 13.34% | 0
10 | 12 | 19 | 30 | 100 | 100 | 0 | 0 | 0 | 0 | 1.5 | 13.34% | 0
10 | 12 | 20 | 30 | 100 | 100 | 0 | 0 | 0 | 0 | 1.5 | 13.34% | 0
10 | 12 | 21 | 30 | 100 | 100 | 0 | 0 | 0 | 0 | 1.5 | 13.34% | 0
10 | 12 | 22 | 30 | 100 | 100 | 0 | 0 | 0 | 0 | 1.5 | 13.34% | 0
10 | 12 | 23 | 30 | 100 | 100 | 0 | 0 | 0 | 0 | 1.5 | 13.34% | 0
10 | 13 | 0 | 30 | 100 | 100 | 0 | 0 | 0 | 0 | 1.5 | 13.34% | 0
10 | 13 | 1 | 30 | 100 | 100 | 0 | 0 | 0 | 0 | 1.5 | 13.34% | 0
10 | 13 | 2 | 30 | 100 | 100 | 0 | 0 | 0 | 0 | 1.5 | 13.34% | 0
10 | 13 | 3 | 30 | 100 | 100 | 0 | 0 | 0 | 0 | 1.5 | 13.34% | 0
10 | 13 | 4 | 30 | 100 | 100 | 0 | 0 | 0 | 0 | 1.5 | 13.34% | 0
10 | 13 | 5 | 30 | 100 | 100 | 0 | 0 | 0 | 0 | 1.5 | 13.34% | 0
10 | 13 | 6 | 30 | 85.542 | 10.0182 | 0.001736 | 0 | -0.00015808 | -0.00079 | 1.5 | 13.34% | 75.5238
10 | 13 | 7 | 30 | 84.518 | 10.0831 | 0.005964 | 0 | -0.00054627 | -0.00273 | 1.5 | 13.34% | 74.4349
10 | 13 | 8 | 30 | 50.574 | 10.9261 | 0.021861 | -0.0002 | -0.001973 | -0.00986 | 1.5 | 13.34% | 39.6479
10 | 13 | 9 | 30 | 23.188 | 13.7181 | 0.071006 | -0.00359 | -0.0054087 | -0.02703 | 1.5 | 13.34% | 9.4699
10 | 13 | 10 | 30 | 4.312 | 9.997 | 0.041619 | -6.89e-05 | -0.0037199 | -0.01859 | 1.5 | 13.34% | 5.685
10 | 13 | 11 | 30 | 0 | 10.076 | 0.017029 | 0 | -0.0015588 | -0.00779 | 1.5 | 13.34% | 10.076
10 | 13 | 12 | 30 | 0 | 10.0723 | 0.022589 | 0 | -0.002067 | -0.01033 | 1.5 | 13.34% | 10.0723
10 | 13 | 13 | 30 | 4.19 | 9.7509 | 0.051707 | -5.89e-05 | -0.0045403 | -0.02269 | 1.5 | 13.34% | 5.5609
10 | 13 | 14 | 30 | 22.972 | 20.3486 | 0.12508 | -0.02144 | -0.0033337 | -0.01666 | 1.5 | 13.34% | 2.6234
10 | 13 | 15 | 30 | 50.288 | 50.111 | 0.15167 | -0.07333 | -0.0017809 | -0.0089 | 1.5 | 13.34% | 0.17703
10 | 13 | 16 | 30 | 84.24 | 83.1242 | 0.06388 | -0.0517 | -0.00076438 | -0.00382 | 1.5 | 13.34% | 1.1158
10 | 13 | 17 | 30 | 85.355 | 53.4718 | 0.012472 | -0.00576 | -0.0005923 | -0.00296 | 1.5 | 13.34% | 31.8832
10 | 13 | 18 | 30 | 100 | 100 | 0 | 0 | 0 | 0 | 1.5 | 13.34% | 0
10 | 13 | 19 | 30 | 100 | 100 | 0 | 0 | 0 | 0 | 1.5 | 13.34% | 0
10 | 13 | 20 | 30 | 100 | 100 | 0 | 0 | 0 | 0 | 1.5 | 13.34% | 0
10 | 13 | 21 | 30 | 100 | 100 | 0 | 0 | 0 | 0 | 1.5 | 13.34% | 0
10 | 13 | 22 | 30 | 100 | 100 | 0 | 0 | 0 | 0 | 1.5 | 13.34% | 0
10 | 13 | 23 | 30 | 100 | 100 | 0 | 0 | 0 | 0 | 1.5 | 13.34% | 0
10 | 14 | 0 | 30 | 100 | 100 | 0 | 0 | 0 | 0 | 1.5 | 13.34% | 0
10 | 14 | 1 | 30 | 100 | 100 | 0 | 0 | 0 | 0 | 1.5 | 13.34% | 0
10 | 14 | 2 | 30 | 100 | 100 | 0 | 0 | 0 | 0 | 1.5 | 13.34% | 0
10 | 14 | 3 | 30 | 100 | 100 | 0 | 0 | 0 | 0 | 1.5 | 13.34% | 0
10 | 14 | 4 | 30 | 100 | 100 | 0 | 0 | 0 | 0 | 1.5 | 13.34% | 0
10 | 14 | 5 | 30 | 100 | 100 | 0 | 0 | 0 | 0 | 1.5 | 13.34% | 0
10 | 14 | 6 | 30 | 84.963 | 29.5194 | 0.010321 | -0.00208 | -0.00074637 | -0.00373 | 1.5 | 13.34% | 55.4436
10 | 14 | 7 | 30 | 83.698 | 59.2399 | 0.046916 | -0.02475 | -0.001911 | -0.00955 | 1.5 | 13.34% | 24.4581
10 | 14 | 8 | 30 | 50.024 | 44.8187 | 0.084988 | -0.03388 | -0.0029075 | -0.01453 | 1.5 | 13.34% | 5.2053
10 | 14 | 9 | 30 | 22.929 | 23.5917 | 0.11978 | -0.02373 | -0.0036638 | -0.01831 | 1.5 | 13.34% | 0.66275
10 | 14 | 10 | 30 | 4.237 | 9.4676 | 0.086917 | -0.00111 | -0.0065032 | -0.0325 | 1.5 | 13.34% | 5.2306
10 | 14 | 11 | 30 | 0 | 9.5763 | 0.075924 | 0 | -0.0066353 | -0.03316 | 1.5 | 13.34% | 9.5763
10 | 14 | 12 | 30 | 0 | 5.2492 | 0.12582 | 0 | -0.0062751 | -0.03136 | 1.5 | 13.34% | 5.2492
10 | 14 | 13 | 30 | 4.267 | 5.4924 | 0.13411 | -0.00223 | -0.0048684 | -0.02433 | 1.5 | 13.34% | 1.2254
10 | 14 | 14 | 30 | 22.92 | 17.0094 | 0.098898 | -0.01128 | -0.0047364 | -0.02367 | 1.5 | 13.34% | 5.9106
10 | 14 | 15 | 30 | 49.906 | 36.7451 | 0.080702 | -0.02538 | -0.0031256 | -0.01562 | 1.5 | 13.34% | 13.1609
10 | 14 | 16 | 30 | 83.451 | 78.7437 | 0.060079 | -0.04547 | -0.0010285 | -0.00514 | 1.5 | 13.34% | 4.7073
10 | 14 | 17 | 30 | 84.411 | 12.2136 | 0.005973 | -0.00013 | -0.00053427 | -0.00267 | 1.5 | 13.34% | 72.1974
10 | 14 | 18 | 30 | 100 | 100 | 0 | 0 | 0 | 0 | 1.5 | 13.34% | 0
10 | 14 | 19 | 30 | 100 | 100 | 0 | 0 | 0 | 0 | 1.5 | 13.34% | 0
10 | 14 | 20 | 30 | 100 | 100 | 0 | 0 | 0 | 0 | 1.5 | 13.34% | 0
10 | 14 | 21 | 30 | 100 | 100 | 0 | 0 | 0 | 0 | 1.5 | 13.34% | 0
10 | 14 | 22 | 30 | 100 | 100 | 0 | 0 | 0 | 0 | 1.5 | 13.34% | 0
10 | 14 | 23 | 30 | 100 | 100 | 0 | 0 | 0 | 0 | 1.5 | 13.34% | 0
10 | 15 | 0 | 30 | 100 | 100 | 0 | 0 | 0 | 0 | 1.5 | 13.34% | 0
10 | 15 | 1 | 30 | 100 | 100 | 0 | 0 | 0 | 0 | 1.5 | 13.34% | 0
10 | 15 | 2 | 30 | 100 | 100 | 0 | 0 | 0 | 0 | 1.5 | 13.34% | 0
10 | 15 | 3 | 30 | 100 | 100 | 0 | 0 | 0 | 0 | 1.5 | 13.34% | 0
10 | 15 | 4 | 30 | 100 | 100 | 0 | 0 | 0 | 0 | 1.5 | 13.34% | 0
10 | 15 | 5 | 30 | 100 | 100 | 0 | 0 | 0 | 0 | 1.5 | 13.34% | 0
10 | 15 | 6 | 30 | 84.116 | 13.9216 | 0.008177 | -0.00032 | -0.00071836 | -0.00359 | 1.5 | 13.34% | 70.1944
10 | 15 | 7 | 30 | 82.939 | 34.032 | 0.034622 | -0.00865 | -0.0023372 | -0.01168 | 1.5 | 13.34% | 48.907
10 | 15 | 8 | 30 | 49.507 | 18.7525 | 0.050821 | -0.00483 | -0.003958 | -0.01978 | 1.5 | 13.34% | 30.7545
10 | 15 | 9 | 30 | 22.685 | 13.0732 | 0.068769 | -0.00287 | -0.0054127 | -0.02705 | 1.5 | 13.34% | 9.6118
10 | 15 | 10 | 30 | 4.107 | 9.5365 | 0.085193 | -0.00099 | -0.0065133 | -0.03255 | 1.5 | 13.34% | 5.4295
10 | 15 | 11 | 30 | 0 | 8.6441 | 0.089407 | 0 | -0.0071136 | -0.03555 | 1.5 | 13.34% | 8.6441
10 | 15 | 12 | 30 | 0 | 6.7217 | 0.10875 | 0 | -0.0068494 | -0.03423 | 1.5 | 13.34% | 6.7217
10 | 15 | 13 | 30 | 4.264 | 7.9239 | 0.095988 | -0.00073 | -0.0063712 | -0.03184 | 1.5 | 13.34% | 3.6599
10 | 15 | 14 | 30 | 22.824 | 12.5002 | 0.070329 | -0.00272 | -0.0053967 | -0.02697 | 1.5 | 13.34% | 10.3238
10 | 15 | 15 | 30 | 49.68 | 19.3754 | 0.053384 | -0.00564 | -0.00394 | -0.01969 | 1.5 | 13.34% | 30.3046
10 | 15 | 16 | 30 | 82.712 | 17.8177 | 0.027276 | -0.00217 | -0.0022831 | -0.01141 | 1.5 | 13.34% | 64.8943
10 | 15 | 17 | 30 | 83.785 | 10.0692 | 0.001728 | 0 | -0.00015808 | -0.00079 | 1.5 | 13.34% | 73.7158
10 | 15 | 18 | 30 | 100 | 100 | 0 | 0 | 0 | 0 | 1.5 | 13.34% | 0
10 | 15 | 19 | 30 | 100 | 100 | 0 | 0 | 0 | 0 | 1.5 | 13.34% | 0
10 | 15 | 20 | 30 | 100 | 100 | 0 | 0 | 0 | 0 | 1.5 | 13.34% | 0
10 | 15 | 21 | 30 | 100 | 100 | 0 | 0 | 0 | 0 | 1.5 | 13.34% | 0
10 | 15 | 22 | 30 | 100 | 100 | 0 | 0 | 0 | 0 | 1.5 | 13.34% | 0
10 | 15 | 23 | 30 | 100 | 100 | 0 | 0 | 0 | 0 | 1.5 | 13.34% | 0
10 | 16 | 0 | 30 | 100 | 100 | 0 | 0 | 0 | 0 | 1.5 | 13.34% | 0
10 | 16 | 1 | 30 | 100 | 100 | 0 | 0 | 0 | 0 | 1.5 | 13.34% | 0
10 | 16 | 2 | 30 | 100 | 100 | 0 | 0 | 0 | 0 | 1.5 | 13.34% | 0
10 | 16 | 3 | 30 | 100 | 100 | 0 | 0 | 0 | 0 | 1.5 | 13.34% | 0
10 | 16 | 4 | 30 | 100 | 100 | 0 | 0 | 0 | 0 | 1.5 | 13.34% | 0
10 | 16 | 5 | 30 | 100 | 100 | 0 | 0 | 0 | 0 | 1.5 | 13.34% | 0
10 | 16 | 6 | 30 | 83.329 | 32.6949 | 0.010906 | -0.00257 | -0.00075037 | -0.00375 | 1.5 | 13.34% | 50.6341
10 | 16 | 7 | 30 | 82.248 | 48.3847 | 0.041543 | -0.01687 | -0.0021771 | -0.01088 | 1.5 | 13.34% | 33.8633
10 | 16 | 8 | 30 | 48.94 | 43.9719 | 0.084611 | -0.03295 | -0.0029555 | -0.01477 | 1.5 | 13.34% | 4.9681
10 | 16 | 9 | 30 | 22.424 | 17.3002 | 0.08705 | -0.00899 | -0.0051746 | -0.02586 | 1.5 | 13.34% | 5.1238
10 | 16 | 10 | 30 | 4.001 | 8.22 | 0.12959 | -0.0051 | -0.0051306 | -0.02564 | 1.5 | 13.34% | 4.219
10 | 16 | 11 | 30 | 0 | 4.4361 | 0.13633 | 0 | -0.0057909 | -0.02894 | 1.5 | 13.34% | 4.4361
10 | 16 | 12 | 30 | 0 | 1.8899 | 0.17789 | 0 | -0.0032996 | -0.01649 | 1.5 | 13.34% | 1.8899
10 | 16 | 13 | 30 | 4.332 | 4.4794 | 0.15416 | -0.00309 | -0.0036518 | -0.01825 | 1.5 | 13.34% | 0.14737
10 | 16 | 14 | 30 | 22.755 | 19.1409 | 0.117 | -0.01787 | -0.0037979 | -0.01898 | 1.5 | 13.34% | 3.6141
10 | 16 | 15 | 30 | 49.408 | 36.496 | 0.080031 | -0.02492 | -0.0031416 | -0.0157 | 1.5 | 13.34% | 12.912
10 | 16 | 16 | 30 | 81.971 | 63.4348 | 0.050336 | -0.02919 | -0.0016768 | -0.00838 | 1.5 | 13.34% | 18.5362
10 | 16 | 17 | 30 | 83.016 | 35.4329 | 0.010715 | -0.00284 | -0.00070635 | -0.00353 | 1.5 | 13.34% | 47.5831
10 | 16 | 18 | 30 | 100 | 100 | 0 | 0 | 0 | 0 | 1.5 | 13.34% | 0
10 | 16 | 19 | 30 | 100 | 100 | 0 | 0 | 0 | 0 | 1.5 | 13.34% | 0
10 | 16 | 20 | 30 | 100 | 100 | 0 | 0 | 0 | 0 | 1.5 | 13.34% | 0
10 | 16 | 21 | 30 | 100 | 100 | 0 | 0 | 0 | 0 | 1.5 | 13.34% | 0
10 | 16 | 22 | 30 | 100 | 100 | 0 | 0 | 0 | 0 | 1.5 | 13.34% | 0
10 | 16 | 23 | 30 | 100 | 100 | 0 | 0 | 0 | 0 | 1.5 | 13.34% | 0
10 | 17 | 0 | 30 | 100 | 100 | 0 | 0 | 0 | 0 | 1.5 | 13.34% | 0
10 | 17 | 1 | 30 | 100 | 100 | 0 | 0 | 0 | 0 | 1.5 | 13.34% | 0
10 | 17 | 2 | 30 | 100 | 100 | 0 | 0 | 0 | 0 | 1.5 | 13.34% | 0
10 | 17 | 3 | 30 | 100 | 100 | 0 | 0 | 0 | 0 | 1.5 | 13.34% | 0
10 | 17 | 4 | 30 | 100 | 100 | 0 | 0 | 0 | 0 | 1.5 | 13.34% | 0
10 | 17 | 5 | 30 | 100 | 100 | 0 | 0 | 0 | 0 | 1.5 | 13.34% | 0
10 | 17 | 6 | 30 | 82.64 | 56.0685 | 0.01342 | -0.0066 | -0.0005923 | -0.00296 | 1.5 | 13.34% | 26.5715
10 | 17 | 7 | 30 | 81.396 | 71.1643 | 0.054534 | -0.03624 | -0.0015007 | -0.0075 | 1.5 | 13.34% | 10.2317
10 | 17 | 8 | 30 | 48.448 | 49.0246 | 0.093743 | -0.04234 | -0.0024272 | -0.01213 | 1.5 | 13.34% | 0.57661
10 | 17 | 9 | 30 | 22.198 | 23.6778 | 0.12213 | -0.02452 | -0.0035558 | -0.01777 | 1.5 | 13.34% | 1.4798
10 | 17 | 10 | 30 | 3.933 | 7.8597 | 0.14563 | -0.00689 | -0.0042241 | -0.02111 | 1.5 | 13.34% | 3.9267
10 | 17 | 11 | 30 | 0 | 1.8114 | 0.17972 | 0 | -0.0031976 | -0.01598 | 1.5 | 13.34% | 1.8114
10 | 17 | 12 | 30 | 0 | 2.899 | 0.15924 | 0 | -0.0044862 | -0.02242 | 1.5 | 13.34% | 2.899
10 | 17 | 13 | 30 | 4.296 | 5.622 | 0.13086 | -0.00205 | -0.0050245 | -0.02511 | 1.5 | 13.34% | 1.326
10 | 17 | 14 | 30 | 22.69 | 17.436 | 0.10276 | -0.01259 | -0.0045363 | -0.02267 | 1.5 | 13.34% | 5.254
10 | 17 | 15 | 30 | 49.005 | 30.5722 | 0.069695 | -0.01662 | -0.0035898 | -0.01794 | 1.5 | 13.34% | 18.4328
10 | 17 | 16 | 30 | 81.171 | 40.9709 | 0.037984 | -0.01242 | -0.0022291 | -0.01114 | 1.5 | 13.34% | 40.2001
10 | 17 | 17 | 30 | 82.332 | 10.1438 | 0.001673 | 0 | -0.00015408 | -0.00077 | 1.5 | 13.34% | 72.1882
10 | 17 | 18 | 30 | 100 | 100 | 0 | 0 | 0 | 0 | 1.5 | 13.34% | 0
10 | 17 | 19 | 30 | 100 | 100 | 0 | 0 | 0 | 0 | 1.5 | 13.34% | 0
10 | 17 | 20 | 30 | 100 | 100 | 0 | 0 | 0 | 0 | 1.5 | 13.34% | 0
10 | 17 | 21 | 30 | 100 | 100 | 0 | 0 | 0 | 0 | 1.5 | 13.34% | 0
10 | 17 | 22 | 30 | 100 | 100 | 0 | 0 | 0 | 0 | 1.5 | 13.34% | 0
10 | 17 | 23 | 30 | 100 | 100 | 0 | 0 | 0 | 0 | 1.5 | 13.34% | 0
10 | 18 | 0 | 30 | 100 | 100 | 0 | 0 | 0 | 0 | 1.5 | 13.34% | 0
10 | 18 | 1 | 30 | 100 | 100 | 0 | 0 | 0 | 0 | 1.5 | 13.34% | 0
10 | 18 | 2 | 30 | 100 | 100 | 0 | 0 | 0 | 0 | 1.5 | 13.34% | 0
10 | 18 | 3 | 30 | 100 | 100 | 0 | 0 | 0 | 0 | 1.5 | 13.34% | 0
10 | 18 | 4 | 30 | 100 | 100 | 0 | 0 | 0 | 0 | 1.5 | 13.34% | 0
10 | 18 | 5 | 30 | 100 | 100 | 0 | 0 | 0 | 0 | 1.5 | 13.34% | 0
10 | 18 | 6 | 30 | 81.971 | 10.1026 | 0.002268 | 0 | -0.0002081 | -0.00104 | 1.5 | 13.34% | 71.8684
10 | 18 | 7 | 30 | 80.652 | 10.6596 | 0.01073 | -6.32e-05 | -0.00097649 | -0.00488 | 1.5 | 13.34% | 69.9924
10 | 18 | 8 | 30 | 47.873 | 13.4732 | 0.039469 | -0.00146 | -0.0033997 | -0.01699 | 1.5 | 13.34% | 34.3998
10 | 18 | 9 | 30 | 21.953 | 11.5004 | 0.056077 | -0.00111 | -0.0047884 | -0.02393 | 1.5 | 13.34% | 10.4526
10 | 18 | 10 | 30 | 3.838 | 10.0632 | 0.029568 | -8.91e-06 | -0.0026953 | -0.01347 | 1.5 | 13.34% | 6.2252
10 | 18 | 11 | 30 | 0 | 9.8821 | 0.041073 | 0 | -0.0036938 | -0.01846 | 1.5 | 13.34% | 9.8821
10 | 18 | 12 | 30 | 0 | 9.6034 | 0.056979 | 0 | -0.0049925 | -0.02495 | 1.5 | 13.34% | 9.6034
10 | 18 | 13 | 30 | 4.3 | 7.2046 | 0.10515 | -0.00102 | -0.0061151 | -0.03056 | 1.5 | 13.34% | 2.9046
10 | 18 | 14 | 30 | 22.501 | 15.1395 | 0.087014 | -0.00728 | -0.0051186 | -0.02558 | 1.5 | 13.34% | 7.3615
10 | 18 | 15 | 30 | 48.811 | 35.3351 | 0.078318 | -0.02333 | -0.0032096 | -0.01604 | 1.5 | 13.34% | 13.4759
10 | 18 | 16 | 30 | 80.487 | 50.1162 | 0.042567 | -0.01823 | -0.002067 | -0.01033 | 1.5 | 13.34% | 30.3708
10 | 18 | 17 | 30 | 81.731 | 21.9112 | 0.009006 | -0.0011 | -0.00071636 | -0.00358 | 1.5 | 13.34% | 59.8198
10 | 18 | 18 | 30 | 100 | 100 | 0 | 0 | 0 | 0 | 1.5 | 13.34% | 0
10 | 18 | 19 | 30 | 100 | 100 | 0 | 0 | 0 | 0 | 1.5 | 13.34% | 0
10 | 18 | 20 | 30 | 100 | 100 | 0 | 0 | 0 | 0 | 1.5 | 13.34% | 0
10 | 18 | 21 | 30 | 100 | 100 | 0 | 0 | 0 | 0 | 1.5 | 13.34% | 0
10 | 18 | 22 | 30 | 100 | 100 | 0 | 0 | 0 | 0 | 1.5 | 13.34% | 0
10 | 18 | 23 | 30 | 100 | 100 | 0 | 0 | 0 | 0 | 1.5 | 13.34% | 0
10 | 19 | 0 | 30 | 100 | 100 | 0 | 0 | 0 | 0 | 1.5 | 13.34% | 0
10 | 19 | 1 | 30 | 100 | 100 | 0 | 0 | 0 | 0 | 1.5 | 13.34% | 0
10 | 19 | 2 | 30 | 100 | 100 | 0 | 0 | 0 | 0 | 1.5 | 13.34% | 0
10 | 19 | 3 | 30 | 100 | 100 | 0 | 0 | 0 | 0 | 1.5 | 13.34% | 0
10 | 19 | 4 | 30 | 100 | 100 | 0 | 0 | 0 | 0 | 1.5 | 13.34% | 0
10 | 19 | 5 | 30 | 100 | 100 | 0 | 0 | 0 | 0 | 1.5 | 13.34% | 0
10 | 19 | 6 | 30 | 81.201 | 20.9692 | 0.009547 | -0.00107 | -0.00077039 | -0.00385 | 1.5 | 13.34% | 60.2318
10 | 19 | 7 | 30 | 79.95 | 34.6603 | 0.035324 | -0.00908 | -0.0023492 | -0.01174 | 1.5 | 13.34% | 45.2897
10 | 19 | 8 | 30 | 47.469 | 32.9539 | 0.068511 | -0.01765 | -0.0037059 | -0.01852 | 1.5 | 13.34% | 14.5151
10 | 19 | 9 | 30 | 21.713 | 18.1625 | 0.091204 | -0.01059 | -0.0050565 | -0.02527 | 1.5 | 13.34% | 3.5505
10 | 19 | 10 | 30 | 3.768 | 8.8832 | 0.1035 | -0.00244 | -0.0062031 | -0.031 | 1.5 | 13.34% | 5.1152
10 | 19 | 11 | 30 | 0 | 7.8271 | 0.097143 | 0 | -0.0070515 | -0.03524 | 1.5 | 13.34% | 7.8271
10 | 19 | 12 | 30 | 0 | 7.1268 | 0.10413 | 0 | -0.0069275 | -0.03462 | 1.5 | 13.34% | 7.1268
10 | 19 | 13 | 30 | 4.344 | 9.7068 | 0.070645 | -8.51e-05 | -0.0061731 | -0.03085 | 1.5 | 13.34% | 5.3628
10 | 19 | 14 | 30 | 22.423 | 12.3199 | 0.069364 | -0.00252 | -0.0053647 | -0.02681 | 1.5 | 13.34% | 10.1031
10 | 19 | 15 | 30 | 48.47 | 13.3069 | 0.04187 | -0.00152 | -0.0035758 | -0.01787 | 1.5 | 13.34% | 35.1631
10 | 19 | 16 | 30 | 79.695 | 14.8483 | 0.022881 | -0.00112 | -0.001983 | -0.00991 | 1.5 | 13.34% | 64.8467
10 | 19 | 17 | 30 | 81.067 | 10.06 | 0.001817 | 0 | -0.00016608 | -0.00083 | 1.5 | 13.34% | 71.007
10 | 19 | 18 | 30 | 100 | 100 | 0 | 0 | 0 | 0 | 1.5 | 13.34% | 0
10 | 19 | 19 | 30 | 100 | 100 | 0 | 0 | 0 | 0 | 1.5 | 13.34% | 0
10 | 19 | 20 | 30 | 100 | 100 | 0 | 0 | 0 | 0 | 1.5 | 13.34% | 0
10 | 19 | 21 | 30 | 100 | 100 | 0 | 0 | 0 | 0 | 1.5 | 13.34% | 0
10 | 19 | 22 | 30 | 100 | 100 | 0 | 0 | 0 | 0 | 1.5 | 13.34% | 0
10 | 19 | 23 | 30 | 100 | 100 | 0 | 0 | 0 | 0 | 1.5 | 13.34% | 0
10 | 20 | 0 | 30 | 100 | 100 | 0 | 0 | 0 | 0 | 1.5 | 13.34% | 0
10 | 20 | 1 | 30 | 100 | 100 | 0 | 0 | 0 | 0 | 1.5 | 13.34% | 0
10 | 20 | 2 | 30 | 100 | 100 | 0 | 0 | 0 | 0 | 1.5 | 13.34% | 0
10 | 20 | 3 | 30 | 100 | 100 | 0 | 0 | 0 | 0 | 1.5 | 13.34% | 0
10 | 20 | 4 | 30 | 100 | 100 | 0 | 0 | 0 | 0 | 1.5 | 13.34% | 0
10 | 20 | 5 | 30 | 100 | 100 | 0 | 0 | 0 | 0 | 1.5 | 13.34% | 0
10 | 20 | 6 | 30 | 80.421 | 85.3828 | 0.017451 | -0.01457 | -0.00017809 | -0.00089 | 1.5 | 13.34% | 4.9618
10 | 20 | 7 | 30 | 79.227 | 82.8873 | 0.07945 | -0.06394 | -0.0010465 | -0.00523 | 1.5 | 13.34% | 3.6603
10 | 20 | 8 | 30 | 46.911 | 55.8872 | 0.13986 | -0.07584 | -0.0014907 | -0.00745 | 1.5 | 13.34% | 8.9762
10 | 20 | 9 | 30 | 21.48 | 27.4321 | 0.18952 | -0.04985 | -0.0016788 | -0.00839 | 1.5 | 13.34% | 5.9521
10 | 20 | 10 | 30 | 3.664 | 7.0049 | 0.22418 | -0.01386 | -0.0017229 | -0.00861 | 1.5 | 13.34% | 3.3409
10 | 20 | 11 | 30 | 0 | 3.8272 | 0.14483 | 0 | -0.0053387 | -0.02668 | 1.5 | 13.34% | 3.8272
10 | 20 | 12 | 30 | 0 | 3.8733 | 0.14387 | 0 | -0.0053647 | -0.02681 | 1.5 | 13.34% | 3.8733
10 | 20 | 13 | 30 | 4.313 | 5.4371 | 0.13284 | -0.00206 | -0.0048964 | -0.02447 | 1.5 | 13.34% | 1.1241
10 | 20 | 14 | 30 | 22.336 | 19.0571 | 0.11745 | -0.01793 | -0.0037399 | -0.01869 | 1.5 | 13.34% | 3.2789
10 | 20 | 15 | 30 | 48.201 | 38.8699 | 0.085734 | -0.02944 | -0.0027974 | -0.01398 | 1.5 | 13.34% | 9.3311
10 | 20 | 16 | 30 | 78.941 | 61.1497 | 0.048632 | -0.02692 | -0.0017489 | -0.00874 | 1.5 | 13.34% | 17.7913
10 | 20 | 17 | 30 | 80.259 | 13.1032 | 0.006767 | -0.00021 | -0.0005983 | -0.00299 | 1.5 | 13.34% | 67.1558
10 | 20 | 18 | 30 | 100 | 100 | 0 | 0 | 0 | 0 | 1.5 | 13.34% | 0
10 | 20 | 19 | 30 | 100 | 100 | 0 | 0 | 0 | 0 | 1.5 | 13.34% | 0
10 | 20 | 20 | 30 | 100 | 100 | 0 | 0 | 0 | 0 | 1.5 | 13.34% | 0
10 | 20 | 21 | 30 | 100 | 100 | 0 | 0 | 0 | 0 | 1.5 | 13.34% | 0
10 | 20 | 22 | 30 | 100 | 100 | 0 | 0 | 0 | 0 | 1.5 | 13.34% | 0
10 | 20 | 23 | 30 | 100 | 100 | 0 | 0 | 0 | 0 | 1.5 | 13.34% | 0
10 | 21 | 0 | 30 | 100 | 100 | 0 | 0 | 0 | 0 | 1.5 | 13.34% | 0
10 | 21 | 1 | 30 | 100 | 100 | 0 | 0 | 0 | 0 | 1.5 | 13.34% | 0
10 | 21 | 2 | 30 | 100 | 100 | 0 | 0 | 0 | 0 | 1.5 | 13.34% | 0
10 | 21 | 3 | 30 | 100 | 100 | 0 | 0 | 0 | 0 | 1.5 | 13.34% | 0
10 | 21 | 4 | 30 | 100 | 100 | 0 | 0 | 0 | 0 | 1.5 | 13.34% | 0
10 | 21 | 5 | 30 | 100 | 100 | 0 | 0 | 0 | 0 | 1.5 | 13.34% | 0
10 | 21 | 6 | 30 | 79.918 | 66.6379 | 0.015307 | -0.00939 | -0.00048624 | -0.00243 | 1.5 | 13.34% | 13.2801
10 | 21 | 7 | 30 | 78.46 | 82.9154 | 0.065118 | -0.05243 | -0.00085443 | -0.00427 | 1.5 | 13.34% | 4.4554
10 | 21 | 8 | 30 | 46.395 | 56.2618 | 0.11483 | -0.06282 | -0.0011426 | -0.00571 | 1.5 | 13.34% | 9.8668
10 | 21 | 9 | 30 | 21.206 | 27.349 | 0.15634 | -0.04091 | -0.0014507 | -0.00725 | 1.5 | 13.34% | 6.143
10 | 21 | 10 | 30 | 3.597 | 7.049 | 0.18635 | -0.01133 | -0.0016868 | -0.00843 | 1.5 | 13.34% | 3.452
10 | 21 | 11 | 30 | 0 | 0.94679 | 0.20076 | 0 | -0.0018829 | -0.00941 | 1.5 | 13.34% | 0.94679
10 | 21 | 12 | 30 | 0 | 0.82521 | 0.2039 | 0 | -0.0016688 | -0.00834 | 1.5 | 13.34% | 0.82521
10 | 21 | 13 | 30 | 4.311 | 3.1309 | 0.19065 | -0.00457 | -0.0013567 | -0.00678 | 1.5 | 13.34% | 1.1801
10 | 21 | 14 | 30 | 22.22 | 22.5088 | 0.16071 | -0.03486 | -0.0010725 | -0.00536 | 1.5 | 13.34% | 0.28884
10 | 21 | 15 | 30 | 47.898 | 50.4173 | 0.11789 | -0.05823 | -0.0008024 | -0.00401 | 1.5 | 13.34% | 2.5193
10 | 21 | 16 | 30 | 78.263 | 83.9054 | 0.066157 | -0.05442 | -0.0005923 | -0.00296 | 1.5 | 13.34% | 5.6424
10 | 21 | 17 | 30 | 79.649 | 22.151 | 0.008839 | -0.0011 | -0.00070235 | -0.00351 | 1.5 | 13.34% | 57.498
10 | 21 | 18 | 30 | 100 | 100 | 0 | 0 | 0 | 0 | 1.5 | 13.34% | 0
10 | 21 | 19 | 30 | 100 | 100 | 0 | 0 | 0 | 0 | 1.5 | 13.34% | 0
10 | 21 | 20 | 30 | 100 | 100 | 0 | 0 | 0 | 0 | 1.5 | 13.34% | 0
10 | 21 | 21 | 30 | 100 | 100 | 0 | 0 | 0 | 0 | 1.5 | 13.34% | 0
10 | 21 | 22 | 30 | 100 | 100 | 0 | 0 | 0 | 0 | 1.5 | 13.34% | 0
10 | 21 | 23 | 30 | 100 | 100 | 0 | 0 | 0 | 0 | 1.5 | 13.34% | 0
10 | 22 | 0 | 30 | 100 | 100 | 0 | 0 | 0 | 0 | 1.5 | 13.34% | 0
10 | 22 | 1 | 30 | 100 | 100 | 0 | 0 | 0 | 0 | 1.5 | 13.34% | 0
10 | 22 | 2 | 30 | 100 | 100 | 0 | 0 | 0 | 0 | 1.5 | 13.34% | 0
10 | 22 | 3 | 30 | 100 | 100 | 0 | 0 | 0 | 0 | 1.5 | 13.34% | 0
10 | 22 | 4 | 30 | 100 | 100 | 0 | 0 | 0 | 0 | 1.5 | 13.34% | 0
10 | 22 | 5 | 30 | 100 | 100 | 0 | 0 | 0 | 0 | 1.5 | 13.34% | 0
10 | 22 | 6 | 30 | 79.064 | 79.0567 | 0.017065 | -0.01295 | -0.00030215 | -0.00151 | 1.5 | 13.34% | 0.0073253
10 | 22 | 7 | 30 | 77.676 | 90.5678 | 0.074379 | -0.06678 | -0.00030615 | -0.00153 | 1.5 | 13.34% | 12.8918
10 | 22 | 8 | 30 | 45.964 | 56.2425 | 0.1299 | -0.07103 | -0.0012986 | -0.00649 | 1.5 | 13.34% | 10.2785
10 | 22 | 9 | 30 | 21.062 | 26.4256 | 0.17512 | -0.04445 | -0.0014447 | -0.00722 | 1.5 | 13.34% | 5.3636
10 | 22 | 10 | 30 | 3.526 | 6.2177 | 0.20723 | -0.01131 | -0.0014827 | -0.00741 | 1.5 | 13.34% | 2.6917
10 | 22 | 11 | 30 | 0 | 0.66374 | 0.22275 | 0 | -0.0014687 | -0.00734 | 1.5 | 13.34% | 0.66374
10 | 22 | 12 | 30 | 0 | 0.66293 | 0.2215 | 0 | -0.0014587 | -0.00729 | 1.5 | 13.34% | 0.66293
10 | 22 | 13 | 30 | 4.354 | 3.1344 | 0.20394 | -0.00489 | -0.0014567 | -0.00728 | 1.5 | 13.34% | 1.2196
10 | 22 | 14 | 30 | 22.151 | 22.0619 | 0.17079 | -0.03596 | -0.0014087 | -0.00704 | 1.5 | 13.34% | 0.089117
10 | 22 | 15 | 30 | 47.48 | 48.2369 | 0.12374 | -0.05787 | -0.0012266 | -0.00613 | 1.5 | 13.34% | 0.75686
10 | 22 | 16 | 30 | 77.478 | 84.7858 | 0.068271 | -0.05703 | -0.00046223 | -0.00231 | 1.5 | 13.34% | 7.3078
10 | 22 | 17 | 30 | 78.897 | 14.2872 | 0.007918 | -0.00034 | -0.00069235 | -0.00346 | 1.5 | 13.34% | 64.6098
10 | 22 | 18 | 30 | 100 | 100 | 0 | 0 | 0 | 0 | 1.5 | 13.34% | 0
10 | 22 | 19 | 30 | 100 | 100 | 0 | 0 | 0 | 0 | 1.5 | 13.34% | 0
10 | 22 | 20 | 30 | 100 | 100 | 0 | 0 | 0 | 0 | 1.5 | 13.34% | 0
10 | 22 | 21 | 30 | 100 | 100 | 0 | 0 | 0 | 0 | 1.5 | 13.34% | 0
10 | 22 | 22 | 30 | 100 | 100 | 0 | 0 | 0 | 0 | 1.5 | 13.34% | 0
10 | 22 | 23 | 30 | 100 | 100 | 0 | 0 | 0 | 0 | 1.5 | 13.34% | 0
10 | 23 | 0 | 30 | 100 | 100 | 0 | 0 | 0 | 0 | 1.5 | 13.34% | 0
10 | 23 | 1 | 30 | 100 | 100 | 0 | 0 | 0 | 0 | 1.5 | 13.34% | 0
10 | 23 | 2 | 30 | 100 | 100 | 0 | 0 | 0 | 0 | 1.5 | 13.34% | 0
10 | 23 | 3 | 30 | 100 | 100 | 0 | 0 | 0 | 0 | 1.5 | 13.34% | 0
10 | 23 | 4 | 30 | 100 | 100 | 0 | 0 | 0 | 0 | 1.5 | 13.34% | 0
10 | 23 | 5 | 30 | 100 | 100 | 0 | 0 | 0 | 0 | 1.5 | 13.34% | 0
10 | 23 | 6 | 30 | 78.386 | 65.8369 | 0.015563 | -0.0094 | -0.00051026 | -0.00255 | 1.5 | 13.34% | 12.5491
10 | 23 | 7 | 30 | 76.905 | 82.0524 | 0.064725 | -0.05144 | -0.00091646 | -0.00458 | 1.5 | 13.34% | 5.1474
10 | 23 | 8 | 30 | 45.48 | 56.1557 | 0.11488 | -0.06269 | -0.0011666 | -0.00583 | 1.5 | 13.34% | 10.6757
10 | 23 | 9 | 30 | 20.849 | 26.2036 | 0.1561 | -0.03903 | -0.0014847 | -0.00742 | 1.5 | 13.34% | 5.3546
10 | 23 | 10 | 30 | 3.493 | 6.3119 | 0.18551 | -0.00985 | -0.0017489 | -0.00874 | 1.5 | 13.34% | 2.8189
10 | 23 | 11 | 30 | 0 | 0.92889 | 0.20133 | 0 | -0.0018529 | -0.00926 | 1.5 | 13.34% | 0.92889
10 | 23 | 12 | 30 | 0 | 0.95969 | 0.19998 | 0 | -0.0019009 | -0.0095 | 1.5 | 13.34% | 0.95969
10 | 23 | 13 | 30 | 4.292 | 3.2455 | 0.1862 | -0.00438 | -0.0016108 | -0.00805 | 1.5 | 13.34% | 1.0465
10 | 23 | 14 | 30 | 22 | 22.015 | 0.156 | -0.03271 | -0.0013387 | -0.00669 | 1.5 | 13.34% | 0.014985
10 | 23 | 15 | 30 | 47.231 | 48.6256 | 0.11404 | -0.05393 | -0.0010245 | -0.00512 | 1.5 | 13.34% | 1.3946
10 | 23 | 16 | 30 | 76.863 | 80.8023 | 0.063797 | -0.0502 | -0.00074637 | -0.00373 | 1.5 | 13.34% | 3.9393
10 | 23 | 17 | 30 | 78.325 | 20.1879 | 0.008469 | -0.00088 | -0.00069034 | -0.00345 | 1.5 | 13.34% | 58.1371
10 | 23 | 18 | 30 | 100 | 100 | 0 | 0 | 0 | 0 | 1.5 | 13.34% | 0
10 | 23 | 19 | 30 | 100 | 100 | 0 | 0 | 0 | 0 | 1.5 | 13.34% | 0
10 | 23 | 20 | 30 | 100 | 100 | 0 | 0 | 0 | 0 | 1.5 | 13.34% | 0
10 | 23 | 21 | 30 | 100 | 100 | 0 | 0 | 0 | 0 | 1.5 | 13.34% | 0
10 | 23 | 22 | 30 | 100 | 100 | 0 | 0 | 0 | 0 | 1.5 | 13.34% | 0
10 | 23 | 23 | 30 | 100 | 100 | 0 | 0 | 0 | 0 | 1.5 | 13.34% | 0
10 | 24 | 0 | 30 | 100 | 100 | 0 | 0 | 0 | 0 | 1.5 | 13.34% | 0
10 | 24 | 1 | 30 | 100 | 100 | 0 | 0 | 0 | 0 | 1.5 | 13.34% | 0
10 | 24 | 2 | 30 | 100 | 100 | 0 | 0 | 0 | 0 | 1.5 | 13.34% | 0
10 | 24 | 3 | 30 | 100 | 100 | 0 | 0 | 0 | 0 | 1.5 | 13.34% | 0
10 | 24 | 4 | 30 | 100 | 100 | 0 | 0 | 0 | 0 | 1.5 | 13.34% | 0
10 | 24 | 5 | 30 | 100 | 100 | 0 | 0 | 0 | 0 | 1.5 | 13.34% | 0
10 | 24 | 6 | 30 | 77.757 | 13.9924 | 0.008227 | -0.00033 | -0.00072036 | -0.0036 | 1.5 | 13.34% | 63.7646
10 | 24 | 7 | 30 | 76.151 | 15.84 | 0.026024 | -0.00154 | -0.0022291 | -0.01114 | 1.5 | 13.34% | 60.311
10 | 24 | 8 | 30 | 45.033 | 12.5627 | 0.04445 | -0.00121 | -0.0038859 | -0.01942 | 1.5 | 13.34% | 32.4703
10 | 24 | 9 | 30 | 20.662 | 10.9644 | 0.060789 | -0.00077 | -0.0053127 | -0.02655 | 1.5 | 13.34% | 9.6976
10 | 24 | 10 | 30 | 3.365 | 9.8634 | 0.068689 | -0.00018 | -0.006003 | -0.03 | 1.5 | 13.34% | 6.4984
10 | 24 | 11 | 30 | 0 | 9.5716 | 0.074034 | 0 | -0.0064672 | -0.03232 | 1.5 | 13.34% | 9.5716
10 | 24 | 12 | 30 | 0 | 9.5735 | 0.072967 | 0 | -0.0063752 | -0.03186 | 1.5 | 13.34% | 9.5735
10 | 24 | 13 | 30 | 4.285 | 9.5931 | 0.060654 | -9.06e-05 | -0.0052266 | -0.02612 | 1.5 | 13.34% | 5.3081
10 | 24 | 14 | 30 | 21.909 | 10.8394 | 0.049108 | -0.00061 | -0.0042521 | -0.02125 | 1.5 | 13.34% | 11.0696
10 | 24 | 15 | 30 | 46.823 | 12.6377 | 0.037002 | -0.00107 | -0.0032016 | -0.016 | 1.5 | 13.34% | 34.1853
10 | 24 | 16 | 30 | 76.135 | 13.2132 | 0.018284 | -0.00059 | -0.0016128 | -0.00806 | 1.5 | 13.34% | 62.9218
10 | 24 | 17 | 30 | 77.612 | 10.1273 | 0.001719 | 0 | -0.00015808 | -0.00079 | 1.5 | 13.34% | 67.4847
10 | 24 | 18 | 30 | 100 | 100 | 0 | 0 | 0 | 0 | 1.5 | 13.34% | 0
10 | 24 | 19 | 30 | 100 | 100 | 0 | 0 | 0 | 0 | 1.5 | 13.34% | 0
10 | 24 | 20 | 30 | 100 | 100 | 0 | 0 | 0 | 0 | 1.5 | 13.34% | 0
10 | 24 | 21 | 30 | 100 | 100 | 0 | 0 | 0 | 0 | 1.5 | 13.34% | 0
10 | 24 | 22 | 30 | 100 | 100 | 0 | 0 | 0 | 0 | 1.5 | 13.34% | 0
10 | 24 | 23 | 30 | 100 | 100 | 0 | 0 | 0 | 0 | 1.5 | 13.34% | 0
10 | 25 | 0 | 30 | 100 | 100 | 0 | 0 | 0 | 0 | 1.5 | 13.34% | 0
10 | 25 | 1 | 30 | 100 | 100 | 0 | 0 | 0 | 0 | 1.5 | 13.34% | 0
10 | 25 | 2 | 30 | 100 | 100 | 0 | 0 | 0 | 0 | 1.5 | 13.34% | 0
10 | 25 | 3 | 30 | 100 | 100 | 0 | 0 | 0 | 0 | 1.5 | 13.34% | 0
10 | 25 | 4 | 30 | 100 | 100 | 0 | 0 | 0 | 0 | 1.5 | 13.34% | 0
10 | 25 | 5 | 30 | 100 | 100 | 0 | 0 | 0 | 0 | 1.5 | 13.34% | 0
10 | 25 | 6 | 30 | 77.077 | 29.1994 | 0.011024 | -0.00219 | -0.0007964 | -0.00398 | 1.5 | 13.34% | 47.8776
10 | 25 | 7 | 30 | 75.447 | 26.2622 | 0.03181 | -0.00535 | -0.0023792 | -0.01189 | 1.5 | 13.34% | 49.1848
10 | 25 | 8 | 30 | 44.639 | 26.3128 | 0.060973 | -0.01111 | -0.003906 | -0.01952 | 1.5 | 13.34% | 18.3262
10 | 25 | 9 | 30 | 20.489 | 16.403 | 0.085472 | -0.00795 | -0.0052146 | -0.02606 | 1.5 | 13.34% | 4.086
10 | 25 | 10 | 30 | 3.313 | 8.6525 | 0.099381 | -0.00177 | -0.0062851 | -0.03141 | 1.5 | 13.34% | 5.3395
10 | 25 | 11 | 30 | 0 | 9.5704 | 0.075898 | 0 | -0.0066293 | -0.03313 | 1.5 | 13.34% | 9.5704
10 | 25 | 12 | 30 | 0 | 9.091 | 0.084329 | 0 | -0.0070275 | -0.03512 | 1.5 | 13.34% | 9.091
10 | 25 | 13 | 30 | 4.29 | 8.3599 | 0.088609 | -0.00048 | -0.0063932 | -0.03195 | 1.5 | 13.34% | 4.0699
10 | 25 | 14 | 30 | 21.766 | 12.3466 | 0.069437 | -0.0026 | -0.0053167 | -0.02657 | 1.5 | 13.34% | 9.4194
10 | 25 | 15 | 30 | 46.568 | 14.0868 | 0.045735 | -0.00208 | -0.0038239 | -0.01911 | 1.5 | 13.34% | 32.4812
10 | 25 | 16 | 30 | 75.366 | 25.5834 | 0.030233 | -0.00489 | -0.0022651 | -0.01132 | 1.5 | 13.34% | 49.7826
10 | 25 | 17 | 30 | 76.923 | 10.0177 | 0.001802 | 0 | -0.00016408 | -0.00082 | 1.5 | 13.34% | 66.9053
10 | 25 | 18 | 30 | 100 | 100 | 0 | 0 | 0 | 0 | 1.5 | 13.34% | 0
10 | 25 | 19 | 30 | 100 | 100 | 0 | 0 | 0 | 0 | 1.5 | 13.34% | 0
10 | 25 | 20 | 30 | 100 | 100 | 0 | 0 | 0 | 0 | 1.5 | 13.34% | 0
10 | 25 | 21 | 30 | 100 | 100 | 0 | 0 | 0 | 0 | 1.5 | 13.34% | 0
10 | 25 | 22 | 30 | 100 | 100 | 0 | 0 | 0 | 0 | 1.5 | 13.34% | 0
10 | 25 | 23 | 30 | 100 | 100 | 0 | 0 | 0 | 0 | 1.5 | 13.34% | 0
10 | 26 | 0 | 30 | 100 | 100 | 0 | 0 | 0 | 0 | 1.5 | 13.34% | 0
10 | 26 | 1 | 30 | 100 | 100 | 0 | 0 | 0 | 0 | 1.5 | 13.34% | 0
10 | 26 | 2 | 30 | 100 | 100 | 0 | 0 | 0 | 0 | 1.5 | 13.34% | 0
10 | 26 | 3 | 30 | 100 | 100 | 0 | 0 | 0 | 0 | 1.5 | 13.34% | 0
10 | 26 | 4 | 30 | 100 | 100 | 0 | 0 | 0 | 0 | 1.5 | 13.34% | 0
10 | 26 | 5 | 30 | 100 | 100 | 0 | 0 | 0 | 0 | 1.5 | 13.34% | 0
10 | 26 | 6 | 30 | 76.253 | 89.9514 | 0.020705 | -0.01848 | -7.6038e-05 | -0.00038 | 1.5 | 13.34% | 13.6984
10 | 26 | 7 | 30 | 74.576 | 82.6102 | 0.067495 | -0.05434 | -0.00077639 | -0.00388 | 1.5 | 13.34% | 8.0342
10 | 26 | 8 | 30 | 44.231 | 54.0491 | 0.15639 | -0.08175 | -0.0018029 | -0.00901 | 1.5 | 13.34% | 9.8181
10 | 26 | 9 | 30 | 20.254 | 25.8939 | 0.21137 | -0.05216 | -0.002043 | -0.01021 | 1.5 | 13.34% | 5.6399
10 | 26 | 10 | 30 | 3.22 | 6.957 | 0.1489 | -0.00604 | -0.004038 | -0.02018 | 1.5 | 13.34% | 3.737
10 | 26 | 11 | 30 | 0 | 8.8966 | 0.086288 | 0 | -0.0070495 | -0.03523 | 1.5 | 13.34% | 8.8966
10 | 26 | 12 | 30 | 0 | 9.574 | 0.072941 | 0 | -0.0063732 | -0.03185 | 1.5 | 13.34% | 9.574
10 | 26 | 13 | 30 | 4.266 | 9.8882 | 0.04028 | -2.28e-05 | -0.0036038 | -0.01801 | 1.5 | 13.34% | 5.6222
10 | 26 | 14 | 30 | 21.639 | 10.268 | 0.029309 | -9.47e-05 | -0.0026433 | -0.01321 | 1.5 | 13.34% | 11.371
10 | 26 | 15 | 30 | 46.237 | 10.2263 | 0.016499 | -2.86e-05 | -0.0015048 | -0.00752 | 1.5 | 13.34% | 36.0107
10 | 26 | 16 | 30 | 74.65 | 10.077 | 0.006317 | 0 | -0.00057829 | -0.00289 | 1.5 | 13.34% | 64.573
10 | 26 | 17 | 30 | 76.31 | 11.9831 | 0.005004 | -9.77e-05 | -0.00044822 | -0.00224 | 1.5 | 13.34% | 64.3269
10 | 26 | 18 | 30 | 100 | 100 | 0 | 0 | 0 | 0 | 1.5 | 13.34% | 0
10 | 26 | 19 | 30 | 100 | 100 | 0 | 0 | 0 | 0 | 1.5 | 13.34% | 0
10 | 26 | 20 | 30 | 100 | 100 | 0 | 0 | 0 | 0 | 1.5 | 13.34% | 0
10 | 26 | 21 | 30 | 100 | 100 | 0 | 0 | 0 | 0 | 1.5 | 13.34% | 0
10 | 26 | 22 | 30 | 100 | 100 | 0 | 0 | 0 | 0 | 1.5 | 13.34% | 0
10 | 26 | 23 | 30 | 100 | 100 | 0 | 0 | 0 | 0 | 1.5 | 13.34% | 0
10 | 27 | 0 | 30 | 100 | 100 | 0 | 0 | 0 | 0 | 1.5 | 13.34% | 0
10 | 27 | 1 | 30 | 100 | 100 | 0 | 0 | 0 | 0 | 1.5 | 13.34% | 0
10 | 27 | 2 | 30 | 100 | 100 | 0 | 0 | 0 | 0 | 1.5 | 13.34% | 0
10 | 27 | 3 | 30 | 100 | 100 | 0 | 0 | 0 | 0 | 1.5 | 13.34% | 0
10 | 27 | 4 | 30 | 100 | 100 | 0 | 0 | 0 | 0 | 1.5 | 13.34% | 0
10 | 27 | 5 | 30 | 100 | 100 | 0 | 0 | 0 | 0 | 1.5 | 13.34% | 0
10 | 27 | 6 | 30 | 75.767 | 75.4882 | 0.017693 | -0.01271 | -0.00036818 | -0.00184 | 1.5 | 13.34% | 0.27884
10 | 27 | 7 | 30 | 73.894 | 86.0206 | 0.071672 | -0.06067 | -0.00052826 | -0.00264 | 1.5 | 13.34% | 12.1266
10 | 27 | 8 | 30 | 43.788 | 57.417 | 0.12554 | -0.07113 | -0.0006043 | -0.00302 | 1.5 | 13.34% | 13.629
10 | 27 | 9 | 30 | 20.078 | 26.2008 | 0.16837 | -0.04243 | -0.0013347 | -0.00667 | 1.5 | 13.34% | 6.1228
10 | 27 | 10 | 30 | 3.156 | 6.0581 | 0.1989 | -0.0106 | -0.0013667 | -0.00683 | 1.5 | 13.34% | 2.9021
10 | 27 | 11 | 30 | 0 | 0.639 | 0.2143 | 0 | -0.0013607 | -0.0068 | 1.5 | 13.34% | 0.639
10 | 27 | 12 | 30 | 0 | 0.64259 | 0.21405 | 0 | -0.0013667 | -0.00683 | 1.5 | 13.34% | 0.64259
10 | 27 | 13 | 30 | 4.286 | 3.0253 | 0.19794 | -0.00457 | -0.0013767 | -0.00688 | 1.5 | 13.34% | 1.2607
10 | 27 | 14 | 30 | 21.509 | 21.0378 | 0.1667 | -0.03344 | -0.0013467 | -0.00673 | 1.5 | 13.34% | 0.47122
10 | 27 | 15 | 30 | 45.889 | 50.1047 | 0.12315 | -0.06092 | -0.00052226 | -0.00261 | 1.5 | 13.34% | 4.2157
10 | 27 | 16 | 30 | 73.904 | 83.447 | 0.068965 | -0.05676 | -0.00043021 | -0.00215 | 1.5 | 13.34% | 9.543
10 | 27 | 17 | 30 | 75.403 | 21.7028 | 0.008515 | -0.00102 | -0.00068034 | -0.0034 | 1.5 | 13.34% | 53.7002
10 | 27 | 18 | 30 | 100 | 100 | 0 | 0 | 0 | 0 | 1.5 | 13.34% | 0
10 | 27 | 19 | 30 | 100 | 100 | 0 | 0 | 0 | 0 | 1.5 | 13.34% | 0
10 | 27 | 20 | 30 | 100 | 100 | 0 | 0 | 0 | 0 | 1.5 | 13.34% | 0
10 | 27 | 21 | 30 | 100 | 100 | 0 | 0 | 0 | 0 | 1.5 | 13.34% | 0
10 | 27 | 22 | 30 | 100 | 100 | 0 | 0 | 0 | 0 | 1.5 | 13.34% | 0
10 | 27 | 23 | 30 | 100 | 100 | 0 | 0 | 0 | 0 | 1.5 | 13.34% | 0
10 | 28 | 0 | 30 | 100 | 100 | 0 | 0 | 0 | 0 | 1.5 | 13.34% | 0
10 | 28 | 1 | 30 | 100 | 100 | 0 | 0 | 0 | 0 | 1.5 | 13.34% | 0
10 | 28 | 2 | 30 | 100 | 100 | 0 | 0 | 0 | 0 | 1.5 | 13.34% | 0
10 | 28 | 3 | 30 | 100 | 100 | 0 | 0 | 0 | 0 | 1.5 | 13.34% | 0
10 | 28 | 4 | 30 | 100 | 100 | 0 | 0 | 0 | 0 | 1.5 | 13.34% | 0
10 | 28 | 5 | 30 | 100 | 100 | 0 | 0 | 0 | 0 | 1.5 | 13.34% | 0
10 | 28 | 6 | 30 | 74.951 | 14.6803 | 0.008926 | -0.00042 | -0.00077639 | -0.00388 | 1.5 | 13.34% | 60.2707
10 | 28 | 7 | 30 | 73.271 | 11.9741 | 0.014959 | -0.00029 | -0.0013407 | -0.0067 | 1.5 | 13.34% | 61.2969
10 | 28 | 8 | 30 | 43.317 | 13.6508 | 0.041891 | -0.00165 | -0.0035798 | -0.01789 | 1.5 | 13.34% | 29.6662
10 | 28 | 9 | 30 | 19.901 | 20.8684 | 0.11187 | -0.01831 | -0.0041661 | -0.02082 | 1.5 | 13.34% | 0.9674
10 | 28 | 10 | 30 | 3.144 | 7.8706 | 0.11815 | -0.00321 | -0.0056448 | -0.02821 | 1.5 | 13.34% | 4.7266
10 | 28 | 11 | 30 | 0 | 4.6655 | 0.13256 | 0 | -0.005909 | -0.02953 | 1.5 | 13.34% | 4.6655
10 | 28 | 12 | 30 | 0 | 4.1867 | 0.13868 | 0 | -0.0055728 | -0.02785 | 1.5 | 13.34% | 4.1867
10 | 28 | 13 | 30 | 4.253 | 4.3506 | 0.14508 | -0.002 | -0.0041321 | -0.02065 | 1.5 | 13.34% | 0.097589
10 | 28 | 14 | 30 | 21.338 | 20.7173 | 0.15523 | -0.0305 | -0.0013747 | -0.00687 | 1.5 | 13.34% | 0.62069
10 | 28 | 15 | 30 | 45.594 | 30.5866 | 0.07218 | -0.01763 | -0.0034057 | -0.01702 | 1.5 | 13.34% | 15.0074
10 | 28 | 16 | 30 | 73.206 | 13.7499 | 0.019585 | -0.00074 | -0.0017169 | -0.00858 | 1.5 | 13.34% | 59.4561
10 | 28 | 17 | 30 | 74.912 | 10.0446 | 0.001688 | 0 | -0.00015408 | -0.00077 | 1.5 | 13.34% | 64.8674
10 | 28 | 18 | 30 | 100 | 100 | 0 | 0 | 0 | 0 | 1.5 | 13.34% | 0
10 | 28 | 19 | 30 | 100 | 100 | 0 | 0 | 0 | 0 | 1.5 | 13.34% | 0
10 | 28 | 20 | 30 | 100 | 100 | 0 | 0 | 0 | 0 | 1.5 | 13.34% | 0
10 | 28 | 21 | 30 | 100 | 100 | 0 | 0 | 0 | 0 | 1.5 | 13.34% | 0
10 | 28 | 22 | 30 | 100 | 100 | 0 | 0 | 0 | 0 | 1.5 | 13.34% | 0
10 | 28 | 23 | 30 | 100 | 100 | 0 | 0 | 0 | 0 | 1.5 | 13.34% | 0
10 | 29 | 0 | 30 | 100 | 100 | 0 | 0 | 0 | 0 | 1.5 | 13.34% | 0
10 | 29 | 1 | 30 | 100 | 100 | 0 | 0 | 0 | 0 | 1.5 | 13.34% | 0
10 | 29 | 2 | 30 | 100 | 100 | 0 | 0 | 0 | 0 | 1.5 | 13.34% | 0
10 | 29 | 3 | 30 | 100 | 100 | 0 | 0 | 0 | 0 | 1.5 | 13.34% | 0
10 | 29 | 4 | 30 | 100 | 100 | 0 | 0 | 0 | 0 | 1.5 | 13.34% | 0
10 | 29 | 5 | 30 | 100 | 100 | 0 | 0 | 0 | 0 | 1.5 | 13.34% | 0
10 | 29 | 6 | 30 | 74.45 | 13.8772 | 0.007981 | -0.00031 | -0.00070035 | -0.0035 | 1.5 | 13.34% | 60.5728
10 | 29 | 7 | 30 | 72.553 | 14.6784 | 0.022866 | -0.00108 | -0.001985 | -0.00992 | 1.5 | 13.34% | 57.8746
10 | 29 | 8 | 30 | 43.039 | 13.6645 | 0.041959 | -0.00166 | -0.0035838 | -0.01791 | 1.5 | 13.34% | 29.3745
10 | 29 | 9 | 30 | 19.717 | 10.6763 | 0.038272 | -0.00033 | -0.0033937 | -0.01696 | 1.5 | 13.34% | 9.0407
10 | 29 | 10 | 30 | 3.056 | 9.9473 | 0.043062 | -6.6e-05 | -0.0038359 | -0.01917 | 1.5 | 13.34% | 6.8913
10 | 29 | 11 | 30 | 0 | 9.7538 | 0.047914 | 0 | -0.0042581 | -0.02128 | 1.5 | 13.34% | 9.7538
10 | 29 | 12 | 30 | 0 | 8.6789 | 0.087724 | 0 | -0.0070055 | -0.03501 | 1.5 | 13.34% | 8.6789
10 | 29 | 13 | 30 | 4.211 | 9.4813 | 0.064808 | -8.73e-05 | -0.0055328 | -0.02765 | 1.5 | 13.34% | 5.2703
10 | 29 | 14 | 30 | 21.264 | 10.5343 | 0.039896 | -0.00031 | -0.0035218 | -0.0176 | 1.5 | 13.34% | 10.7297
10 | 29 | 15 | 30 | 45.17 | 12.232 | 0.034205 | -0.00084 | -0.0029795 | -0.01489 | 1.5 | 13.34% | 32.938
10 | 29 | 16 | 30 | 72.424 | 15.7467 | 0.024951 | -0.00146 | -0.0021331 | -0.01066 | 1.5 | 13.34% | 56.6773
10 | 29 | 17 | 30 | 74.148 | 21.6227 | 0.008464 | -0.00101 | -0.00067434 | -0.00337 | 1.5 | 13.34% | 52.5253
10 | 29 | 18 | 30 | 100 | 100 | 0 | 0 | 0 | 0 | 1.5 | 13.34% | 0
10 | 29 | 19 | 30 | 100 | 100 | 0 | 0 | 0 | 0 | 1.5 | 13.34% | 0
10 | 29 | 20 | 30 | 100 | 100 | 0 | 0 | 0 | 0 | 1.5 | 13.34% | 0
10 | 29 | 21 | 30 | 100 | 100 | 0 | 0 | 0 | 0 | 1.5 | 13.34% | 0
10 | 29 | 22 | 30 | 100 | 100 | 0 | 0 | 0 | 0 | 1.5 | 13.34% | 0
10 | 29 | 23 | 30 | 100 | 100 | 0 | 0 | 0 | 0 | 1.5 | 13.34% | 0
10 | 30 | 0 | 30 | 100 | 100 | 0 | 0 | 0 | 0 | 1.5 | 13.34% | 0
10 | 30 | 1 | 30 | 100 | 100 | 0 | 0 | 0 | 0 | 1.5 | 13.34% | 0
10 | 30 | 2 | 30 | 100 | 100 | 0 | 0 | 0 | 0 | 1.5 | 13.34% | 0
10 | 30 | 3 | 30 | 100 | 100 | 0 | 0 | 0 | 0 | 1.5 | 13.34% | 0
10 | 30 | 4 | 30 | 100 | 100 | 0 | 0 | 0 | 0 | 1.5 | 13.34% | 0
10 | 30 | 5 | 30 | 100 | 100 | 0 | 0 | 0 | 0 | 1.5 | 13.34% | 0
10 | 30 | 6 | 30 | 73.748 | 11.2446 | 0.004516 | -5.37e-05 | -0.0004082 | -0.00204 | 1.5 | 13.34% | 62.5034
10 | 30 | 7 | 30 | 71.801 | 13.2753 | 0.018893 | -0.00062 | -0.0016668 | -0.00833 | 1.5 | 13.34% | 58.5257
10 | 30 | 8 | 30 | 42.648 | 12.0976 | 0.031392 | -0.0007 | -0.0027634 | -0.01381 | 1.5 | 13.34% | 30.5504
10 | 30 | 9 | 30 | 19.551 | 10.5844 | 0.03644 | -0.00027 | -0.0032436 | -0.01621 | 1.5 | 13.34% | 8.9666
10 | 30 | 10 | 30 | 3.02 | 9.9502 | 0.04241 | -6.17e-05 | -0.0037819 | -0.0189 | 1.5 | 13.34% | 6.9302
10 | 30 | 11 | 30 | 0 | 9.8013 | 0.045416 | 0 | -0.004054 | -0.02026 | 1.5 | 13.34% | 9.8013
10 | 30 | 12 | 30 | 0 | 9.7529 | 0.047738 | 0 | -0.0042421 | -0.0212 | 1.5 | 13.34% | 9.7529
10 | 30 | 13 | 30 | 4.189 | 9.8814 | 0.039602 | -1.71e-05 | -0.0035458 | -0.01772 | 1.5 | 13.34% | 5.6924
10 | 30 | 14 | 30 | 21.083 | 10.5481 | 0.040646 | -0.00033 | -0.0035798 | -0.01789 | 1.5 | 13.34% | 10.5349
10 | 30 | 15 | 30 | 44.86 | 11.4369 | 0.027663 | -0.00043 | -0.0024532 | -0.01226 | 1.5 | 13.34% | 33.4231
10 | 30 | 16 | 30 | 71.905 | 12.8804 | 0.017009 | -0.00049 | -0.0015068 | -0.00753 | 1.5 | 13.34% | 59.0246
10 | 30 | 17 | 30 | 73.608 | 10.9213 | 0.003565 | -3.2e-05 | -0.00032216 | -0.00161 | 1.5 | 13.34% | 62.6867
10 | 30 | 18 | 30 | 100 | 100 | 0 | 0 | 0 | 0 | 1.5 | 13.34% | 0
10 | 30 | 19 | 30 | 100 | 100 | 0 | 0 | 0 | 0 | 1.5 | 13.34% | 0
10 | 30 | 20 | 30 | 100 | 100 | 0 | 0 | 0 | 0 | 1.5 | 13.34% | 0
10 | 30 | 21 | 30 | 100 | 100 | 0 | 0 | 0 | 0 | 1.5 | 13.34% | 0
10 | 30 | 22 | 30 | 100 | 100 | 0 | 0 | 0 | 0 | 1.5 | 13.34% | 0
10 | 30 | 23 | 30 | 100 | 100 | 0 | 0 | 0 | 0 | 1.5 | 13.34% | 0
10 | 31 | 0 | 30 | 100 | 100 | 0 | 0 | 0 | 0 | 1.5 | 13.34% | 0
10 | 31 | 1 | 30 | 100 | 100 | 0 | 0 | 0 | 0 | 1.5 | 13.34% | 0
10 | 31 | 2 | 30 | 100 | 100 | 0 | 0 | 0 | 0 | 1.5 | 13.34% | 0
10 | 31 | 3 | 30 | 100 | 100 | 0 | 0 | 0 | 0 | 1.5 | 13.34% | 0
10 | 31 | 4 | 30 | 100 | 100 | 0 | 0 | 0 | 0 | 1.5 | 13.34% | 0
10 | 31 | 5 | 30 | 100 | 100 | 0 | 0 | 0 | 0 | 1.5 | 13.34% | 0
10 | 31 | 6 | 30 | 73.124 | 79.944 | 0.019109 | -0.01474 | -0.00029815 | -0.00149 | 1.5 | 13.34% | 6.82
10 | 31 | 7 | 30 | 71.042 | 88.022 | 0.07673 | -0.06699 | -0.00029215 | -0.00146 | 1.5 | 13.34% | 16.98
10 | 31 | 8 | 30 | 42.177 | 53.4406 | 0.13231 | -0.06869 | -0.0013147 | -0.00657 | 1.5 | 13.34% | 11.2636
10 | 31 | 9 | 30 | 19.467 | 25.0415 | 0.17836 | -0.04281 | -0.0014827 | -0.00741 | 1.5 | 13.34% | 5.5745
10 | 31 | 10 | 30 | 2.986 | 5.9246 | 0.21036 | -0.01085 | -0.0015228 | -0.00761 | 1.5 | 13.34% | 2.9386
10 | 31 | 11 | 30 | 0 | 0.67602 | 0.22648 | 0 | -0.0015208 | -0.0076 | 1.5 | 13.34% | 0.67602
10 | 31 | 12 | 30 | 0 | 0.67563 | 0.22482 | 0 | -0.0015088 | -0.00754 | 1.5 | 13.34% | 0.67563
10 | 31 | 13 | 30 | 4.139 | 2.549 | 0.20663 | -0.00373 | -0.0014987 | -0.00749 | 1.5 | 13.34% | 1.59
10 | 31 | 14 | 30 | 21 | 20.543 | 0.17295 | -0.03379 | -0.0014427 | -0.00721 | 1.5 | 13.34% | 0.45701
10 | 31 | 15 | 30 | 44.479 | 46.3718 | 0.12553 | -0.05638 | -0.0012506 | -0.00625 | 1.5 | 13.34% | 1.8928
10 | 31 | 16 | 30 | 71.189 | 84.0888 | 0.07014 | -0.05828 | -0.00038019 | -0.0019 | 1.5 | 13.34% | 12.8998
10 | 31 | 17 | 30 | 72.824 | 14.7812 | 0.007885 | -0.00038 | -0.00068434 | -0.00342 | 1.5 | 13.34% | 58.0428
10 | 31 | 18 | 30 | 100 | 100 | 0 | 0 | 0 | 0 | 1.5 | 13.34% | 0
10 | 31 | 19 | 30 | 100 | 100 | 0 | 0 | 0 | 0 | 1.5 | 13.34% | 0
10 | 31 | 20 | 30 | 100 | 100 | 0 | 0 | 0 | 0 | 1.5 | 13.34% | 0
10 | 31 | 21 | 30 | 100 | 100 | 0 | 0 | 0 | 0 | 1.5 | 13.34% | 0
10 | 31 | 22 | 30 | 100 | 100 | 0 | 0 | 0 | 0 | 1.5 | 13.34% | 0
10 | 31 | 23 | 30 | 100 | 100 | 0 | 0 | 0 | 0 | 1.5 | 13.34% | 0
11 | 1 | 0 | 30 | 100 | 100 | 0 | 0 | 0 | 0 | 1.5 | 13.34% | 0
11 | 1 | 1 | 30 | 100 | 100 | 0 | 0 | 0 | 0 | 1.5 | 13.34% | 0
11 | 1 | 2 | 30 | 100 | 100 | 0 | 0 | 0 | 0 | 1.5 | 13.34% | 0
11 | 1 | 3 | 30 | 100 | 100 | 0 | 0 | 0 | 0 | 1.5 | 13.34% | 0
11 | 1 | 4 | 30 | 100 | 100 | 0 | 0 | 0 | 0 | 1.5 | 13.34% | 0
11 | 1 | 5 | 30 | 100 | 100 | 0 | 0 | 0 | 0 | 1.5 | 13.34% | 0
11 | 1 | 6 | 30 | 72.519 | 26.2881 | 0.01074 | -0.00181 | -0.0008024 | -0.00401 | 1.5 | 13.34% | 46.2309
11 | 1 | 7 | 30 | 70.397 | 63.2968 | 0.052576 | -0.03041 | -0.0017569 | -0.00878 | 1.5 | 13.34% | 7.1002
11 | 1 | 8 | 30 | 41.889 | 15.7355 | 0.048254 | -0.00304 | -0.003934 | -0.01966 | 1.5 | 13.34% | 26.1535
11 | 1 | 9 | 30 | 19.271 | 16.2858 | 0.087367 | -0.00826 | -0.0051326 | -0.02565 | 1.5 | 13.34% | 2.9852
11 | 1 | 10 | 30 | 2.94 | 9.5385 | 0.078933 | -0.00048 | -0.0064352 | -0.03216 | 1.5 | 13.34% | 6.5985
11 | 1 | 11 | 30 | 0 | 6.3277 | 0.1118 | 0 | -0.0066533 | -0.03325 | 1.5 | 13.34% | 6.3277
11 | 1 | 12 | 30 | 0 | 6.0338 | 0.11474 | 0 | -0.0065293 | -0.03263 | 1.5 | 13.34% | 6.0338
11 | 1 | 13 | 30 | 4.127 | 4.2009 | 0.14651 | -0.00197 | -0.004016 | -0.02007 | 1.5 | 13.34% | 0.073884
11 | 1 | 14 | 30 | 20.855 | 19.3244 | 0.13577 | -0.02319 | -0.0025533 | -0.01276 | 1.5 | 13.34% | 1.5306
11 | 1 | 15 | 30 | 44.138 | 45.3779 | 0.14499 | -0.06344 | -0.0016188 | -0.00809 | 1.5 | 13.34% | 1.2399
11 | 1 | 16 | 30 | 70.418 | 71.6974 | 0.057746 | -0.03942 | -0.0011546 | -0.00577 | 1.5 | 13.34% | 1.2794
11 | 1 | 17 | 30 | 72.18 | 12.1753 | 0.00507 | -0.00011 | -0.00045223 | -0.00226 | 1.5 | 13.34% | 60.0047
11 | 1 | 18 | 30 | 100 | 100 | 0 | 0 | 0 | 0 | 1.5 | 13.34% | 0
11 | 1 | 19 | 30 | 100 | 100 | 0 | 0 | 0 | 0 | 1.5 | 13.34% | 0
11 | 1 | 20 | 30 | 100 | 100 | 0 | 0 | 0 | 0 | 1.5 | 13.34% | 0
11 | 1 | 21 | 30 | 100 | 100 | 0 | 0 | 0 | 0 | 1.5 | 13.34% | 0
11 | 1 | 22 | 30 | 100 | 100 | 0 | 0 | 0 | 0 | 1.5 | 13.34% | 0
11 | 1 | 23 | 30 | 100 | 100 | 0 | 0 | 0 | 0 | 1.5 | 13.34% | 0
11 | 2 | 0 | 30 | 100 | 100 | 0 | 0 | 0 | 0 | 1.5 | 13.34% | 0
11 | 2 | 1 | 30 | 100 | 100 | 0 | 0 | 0 | 0 | 1.5 | 13.34% | 0
11 | 2 | 2 | 30 | 100 | 100 | 0 | 0 | 0 | 0 | 1.5 | 13.34% | 0
11 | 2 | 3 | 30 | 100 | 100 | 0 | 0 | 0 | 0 | 1.5 | 13.34% | 0
11 | 2 | 4 | 30 | 100 | 100 | 0 | 0 | 0 | 0 | 1.5 | 13.34% | 0
11 | 2 | 5 | 30 | 100 | 100 | 0 | 0 | 0 | 0 | 1.5 | 13.34% | 0
11 | 2 | 6 | 30 | 71.698 | 14.0245 | 0.007927 | -0.00032 | -0.00069435 | -0.00347 | 1.5 | 13.34% | 57.6735
11 | 2 | 7 | 30 | 69.676 | 10.8965 | 0.011711 | -0.0001 | -0.0010605 | -0.0053 | 1.5 | 13.34% | 58.7795
11 | 2 | 8 | 30 | 41.556 | 10.0743 | 0.010079 | 0 | -0.00092246 | -0.00461 | 1.5 | 13.34% | 31.4817
11 | 2 | 9 | 30 | 19.175 | 10.0839 | 0.013347 | 0 | -0.0012226 | -0.00611 | 1.5 | 13.34% | 9.0911
11 | 2 | 10 | 30 | 2.905 | 9.8336 | 0.055142 | -0.00015 | -0.0048004 | -0.02399 | 1.5 | 13.34% | 6.9286
11 | 2 | 11 | 30 | 0 | 9.5665 | 0.073749 | 0 | -0.0064392 | -0.03218 | 1.5 | 13.34% | 9.5665
11 | 2 | 12 | 30 | 0 | 5.7804 | 0.11758 | 0 | -0.0064252 | -0.03211 | 1.5 | 13.34% | 5.7804
11 | 2 | 13 | 30 | 4.082 | 3.7268 | 0.15635 | -0.00229 | -0.0034097 | -0.01704 | 1.5 | 13.34% | 0.35525
11 | 2 | 14 | 30 | 20.651 | 19.9844 | 0.1459 | -0.02685 | -0.001923 | -0.00961 | 1.5 | 13.34% | 0.66659
11 | 2 | 15 | 30 | 43.798 | 45.5874 | 0.13723 | -0.06043 | -0.0014627 | -0.00731 | 1.5 | 13.34% | 1.7894
11 | 2 | 16 | 30 | 69.871 | 76.3898 | 0.08576 | -0.06338 | -0.0012086 | -0.00604 | 1.5 | 13.34% | 6.5188
11 | 2 | 17 | 30 | 71.722 | 62.005 | 0.013249 | -0.00745 | -0.00047224 | -0.00236 | 1.5 | 13.34% | 9.717
11 | 2 | 18 | 30 | 100 | 100 | 0 | 0 | 0 | 0 | 1.5 | 13.34% | 0
11 | 2 | 19 | 30 | 100 | 100 | 0 | 0 | 0 | 0 | 1.5 | 13.34% | 0
11 | 2 | 20 | 30 | 100 | 100 | 0 | 0 | 0 | 0 | 1.5 | 13.34% | 0
11 | 2 | 21 | 30 | 100 | 100 | 0 | 0 | 0 | 0 | 1.5 | 13.34% | 0
11 | 2 | 22 | 30 | 100 | 100 | 0 | 0 | 0 | 0 | 1.5 | 13.34% | 0
11 | 2 | 23 | 30 | 100 | 100 | 0 | 0 | 0 | 0 | 1.5 | 13.34% | 0
11 | 3 | 0 | 30 | 100 | 100 | 0 | 0 | 0 | 0 | 1.5 | 13.34% | 0
11 | 3 | 1 | 30 | 100 | 100 | 0 | 0 | 0 | 0 | 1.5 | 13.34% | 0
11 | 3 | 2 | 30 | 100 | 100 | 0 | 0 | 0 | 0 | 1.5 | 13.34% | 0
11 | 3 | 3 | 30 | 100 | 100 | 0 | 0 | 0 | 0 | 1.5 | 13.34% | 0
11 | 3 | 4 | 30 | 100 | 100 | 0 | 0 | 0 | 0 | 1.5 | 13.34% | 0
11 | 3 | 5 | 30 | 100 | 100 | 0 | 0 | 0 | 0 | 1.5 | 13.34% | 0
11 | 3 | 6 | 30 | 71.194 | 10.075 | 0.001902 | 0 | -0.00017409 | -0.00087 | 1.5 | 13.34% | 61.119
11 | 3 | 7 | 30 | 68.989 | 10.1024 | 0.008914 | -1.64e-06 | -0.00081641 | -0.00408 | 1.5 | 13.34% | 58.8866
11 | 3 | 8 | 30 | 41.169 | 11.1568 | 0.02429 | -0.00029 | -0.0021771 | -0.01088 | 1.5 | 13.34% | 30.0122
11 | 3 | 9 | 30 | 19.003 | 10.0796 | 0.013374 | 0 | -0.0012246 | -0.00612 | 1.5 | 13.34% | 8.9234
11 | 3 | 10 | 30 | 2.897 | 10.0815 | 0.015644 | 0 | -0.0014327 | -0.00716 | 1.5 | 13.34% | 7.1845
11 | 3 | 11 | 30 | 0 | 10.0797 | 0.016783 | 0 | -0.0015368 | -0.00768 | 1.5 | 13.34% | 10.0797
11 | 3 | 12 | 30 | 0 | 5.6249 | 0.1193 | 0 | -0.0063532 | -0.03175 | 1.5 | 13.34% | 5.6249
11 | 3 | 13 | 30 | 4.059 | 7.9897 | 0.090191 | -0.00041 | -0.0062931 | -0.03145 | 1.5 | 13.34% | 3.9307
11 | 3 | 14 | 30 | 20.573 | 14.0099 | 0.082903 | -0.00582 | -0.0050825 | -0.0254 | 1.5 | 13.34% | 6.5631
11 | 3 | 15 | 30 | 43.405 | 45.5795 | 0.13779 | -0.06066 | -0.0014727 | -0.00736 | 1.5 | 13.34% | 2.1745
11 | 3 | 16 | 30 | 69.11 | 76.3571 | 0.086444 | -0.06385 | -0.0012226 | -0.00611 | 1.5 | 13.34% | 7.2471
11 | 3 | 17 | 30 | 70.988 | 72.9844 | 0.014785 | -0.01023 | -0.00032416 | -0.00162 | 1.5 | 13.34% | 1.9964
11 | 3 | 18 | 30 | 100 | 100 | 0 | 0 | 0 | 0 | 1.5 | 13.34% | 0
11 | 3 | 19 | 30 | 100 | 100 | 0 | 0 | 0 | 0 | 1.5 | 13.34% | 0
11 | 3 | 20 | 30 | 100 | 100 | 0 | 0 | 0 | 0 | 1.5 | 13.34% | 0
11 | 3 | 21 | 30 | 100 | 100 | 0 | 0 | 0 | 0 | 1.5 | 13.34% | 0
11 | 3 | 22 | 30 | 100 | 100 | 0 | 0 | 0 | 0 | 1.5 | 13.34% | 0
11 | 3 | 23 | 30 | 100 | 100 | 0 | 0 | 0 | 0 | 1.5 | 13.34% | 0
11 | 4 | 0 | 30 | 100 | 100 | 0 | 0 | 0 | 0 | 1.5 | 13.34% | 0
11 | 4 | 1 | 30 | 100 | 100 | 0 | 0 | 0 | 0 | 1.5 | 13.34% | 0
11 | 4 | 2 | 30 | 100 | 100 | 0 | 0 | 0 | 0 | 1.5 | 13.34% | 0
11 | 4 | 3 | 30 | 100 | 100 | 0 | 0 | 0 | 0 | 1.5 | 13.34% | 0
11 | 4 | 4 | 30 | 100 | 100 | 0 | 0 | 0 | 0 | 1.5 | 13.34% | 0
11 | 4 | 5 | 30 | 100 | 100 | 0 | 0 | 0 | 0 | 1.5 | 13.34% | 0
11 | 4 | 6 | 30 | 70.577 | 32.5369 | 0.011696 | -0.00275 | -0.0007964 | -0.00398 | 1.5 | 13.34% | 38.0401
11 | 4 | 7 | 30 | 68.358 | 15.3366 | 0.024548 | -0.00133 | -0.0021111 | -0.01055 | 1.5 | 13.34% | 53.0214
11 | 4 | 8 | 30 | 40.863 | 11.4442 | 0.02643 | -0.0004 | -0.0023552 | -0.01177 | 1.5 | 13.34% | 29.4188
11 | 4 | 9 | 30 | 18.845 | 11.0341 | 0.049112 | -0.0007 | -0.0042501 | -0.02124 | 1.5 | 13.34% | 7.8109
11 | 4 | 10 | 30 | 2.857 | 7.8001 | 0.11611 | -0.00295 | -0.0056648 | -0.02831 | 1.5 | 13.34% | 4.9431
11 | 4 | 11 | 30 | 0 | 7.0682 | 0.10336 | 0 | -0.0068234 | -0.0341 | 1.5 | 13.34% | 7.0682
11 | 4 | 12 | 30 | 0 | 3.7959 | 0.14352 | 0 | -0.0052486 | -0.02623 | 1.5 | 13.34% | 3.7959
11 | 4 | 13 | 30 | 4.018 | 2.9383 | 0.17593 | -0.00292 | -0.0021851 | -0.01092 | 1.5 | 13.34% | 1.0797
11 | 4 | 14 | 30 | 20.409 | 20.241 | 0.18986 | -0.03637 | -0.0017129 | -0.00856 | 1.5 | 13.34% | 0.168
11 | 4 | 15 | 30 | 43.021 | 45.8717 | 0.1263 | -0.0561 | -0.0012586 | -0.00629 | 1.5 | 13.34% | 2.8507
11 | 4 | 16 | 30 | 68.408 | 77.2441 | 0.07801 | -0.05846 | -0.0010145 | -0.00507 | 1.5 | 13.34% | 8.8361
11 | 4 | 17 | 30 | 70.44 | 58.8567 | 0.013062 | -0.00689 | -0.00050225 | -0.00251 | 1.5 | 13.34% | 11.5833
11 | 4 | 18 | 30 | 100 | 100 | 0 | 0 | 0 | 0 | 1.5 | 13.34% | 0
11 | 4 | 19 | 30 | 100 | 100 | 0 | 0 | 0 | 0 | 1.5 | 13.34% | 0
11 | 4 | 20 | 30 | 100 | 100 | 0 | 0 | 0 | 0 | 1.5 | 13.34% | 0
11 | 4 | 21 | 30 | 100 | 100 | 0 | 0 | 0 | 0 | 1.5 | 13.34% | 0
11 | 4 | 22 | 30 | 100 | 100 | 0 | 0 | 0 | 0 | 1.5 | 13.34% | 0
11 | 4 | 23 | 30 | 100 | 100 | 0 | 0 | 0 | 0 | 1.5 | 13.34% | 0
11 | 5 | 0 | 30 | 100 | 100 | 0 | 0 | 0 | 0 | 1.5 | 13.34% | 0
11 | 5 | 1 | 30 | 100 | 100 | 0 | 0 | 0 | 0 | 1.5 | 13.34% | 0
11 | 5 | 2 | 30 | 100 | 100 | 0 | 0 | 0 | 0 | 1.5 | 13.34% | 0
11 | 5 | 3 | 30 | 100 | 100 | 0 | 0 | 0 | 0 | 1.5 | 13.34% | 0
11 | 5 | 4 | 30 | 100 | 100 | 0 | 0 | 0 | 0 | 1.5 | 13.34% | 0
11 | 5 | 5 | 30 | 100 | 100 | 0 | 0 | 0 | 0 | 1.5 | 13.34% | 0
11 | 5 | 6 | 30 | 70.081 | 63.0113 | 0.016552 | -0.0095 | -0.00057029 | -0.00285 | 1.5 | 13.34% | 7.0697
11 | 5 | 7 | 30 | 67.623 | 75.7206 | 0.063117 | -0.04582 | -0.0011226 | -0.00561 | 1.5 | 13.34% | 8.0976
11 | 5 | 8 | 30 | 40.551 | 55.1341 | 0.12528 | -0.06806 | -0.00065233 | -0.00326 | 1.5 | 13.34% | 14.5831
11 | 5 | 9 | 30 | 18.719 | 24.5341 | 0.15996 | -0.03764 | -0.0012886 | -0.00644 | 1.5 | 13.34% | 5.8151
11 | 5 | 10 | 30 | 2.799 | 6.9082 | 0.14012 | -0.00489 | -0.0044802 | -0.02239 | 1.5 | 13.34% | 4.1092
11 | 5 | 11 | 30 | 0 | 5.1501 | 0.1253 | 0 | -0.0061371 | -0.03067 | 1.5 | 13.34% | 5.1501
11 | 5 | 12 | 30 | 0 | 4.7746 | 0.12971 | 0 | -0.005911 | -0.02954 | 1.5 | 13.34% | 4.7746
11 | 5 | 13 | 30 | 3.992 | 6.6847 | 0.10624 | -0.0008 | -0.005907 | -0.02952 | 1.5 | 13.34% | 2.6927
11 | 5 | 14 | 30 | 20.227 | 16.4588 | 0.10552 | -0.01242 | -0.0042481 | -0.02123 | 1.5 | 13.34% | 3.7682
11 | 5 | 15 | 30 | 42.674 | 31.5466 | 0.07474 | -0.01929 | -0.0032596 | -0.01629 | 1.5 | 13.34% | 11.1274
11 | 5 | 16 | 30 | 67.841 | 58.6736 | 0.048519 | -0.02575 | -0.0017129 | -0.00856 | 1.5 | 13.34% | 9.1674
11 | 5 | 17 | 30 | 69.86 | 14.0112 | 0.006932 | -0.00028 | -0.0006063 | -0.00303 | 1.5 | 13.34% | 55.8488
11 | 5 | 18 | 30 | 100 | 100 | 0 | 0 | 0 | 0 | 1.5 | 13.34% | 0
11 | 5 | 19 | 30 | 100 | 100 | 0 | 0 | 0 | 0 | 1.5 | 13.34% | 0
11 | 5 | 20 | 30 | 100 | 100 | 0 | 0 | 0 | 0 | 1.5 | 13.34% | 0
11 | 5 | 21 | 30 | 100 | 100 | 0 | 0 | 0 | 0 | 1.5 | 13.34% | 0
11 | 5 | 22 | 30 | 100 | 100 | 0 | 0 | 0 | 0 | 1.5 | 13.34% | 0
11 | 5 | 23 | 30 | 100 | 100 | 0 | 0 | 0 | 0 | 1.5 | 13.34% | 0
11 | 6 | 0 | 30 | 100 | 100 | 0 | 0 | 0 | 0 | 1.5 | 13.34% | 0
11 | 6 | 1 | 30 | 100 | 100 | 0 | 0 | 0 | 0 | 1.5 | 13.34% | 0
11 | 6 | 2 | 30 | 100 | 100 | 0 | 0 | 0 | 0 | 1.5 | 13.34% | 0
11 | 6 | 3 | 30 | 100 | 100 | 0 | 0 | 0 | 0 | 1.5 | 13.34% | 0
11 | 6 | 4 | 30 | 100 | 100 | 0 | 0 | 0 | 0 | 1.5 | 13.34% | 0
11 | 6 | 5 | 30 | 100 | 100 | 0 | 0 | 0 | 0 | 1.5 | 13.34% | 0
11 | 6 | 6 | 30 | 69.343 | 55.6529 | 0.01533 | -0.00751 | -0.00065633 | -0.00328 | 1.5 | 13.34% | 13.6901
11 | 6 | 7 | 30 | 67.102 | 86.549 | 0.076332 | -0.06543 | -0.00034017 | -0.0017 | 1.5 | 13.34% | 19.447
11 | 6 | 8 | 30 | 40.289 | 53.0268 | 0.12729 | -0.06563 | -0.0012206 | -0.0061 | 1.5 | 13.34% | 12.7378
11 | 6 | 9 | 30 | 18.591 | 22.7107 | 0.13702 | -0.02785 | -0.0026633 | -0.01331 | 1.5 | 13.34% | 4.1197
11 | 6 | 10 | 30 | 2.814 | 9.1764 | 0.084757 | -0.0008 | -0.0063912 | -0.03194 | 1.5 | 13.34% | 6.3624
11 | 6 | 11 | 30 | 0 | 8.1644 | 0.092016 | 0 | -0.0069455 | -0.03471 | 1.5 | 13.34% | 8.1644
11 | 6 | 12 | 30 | 0 | 9.5619 | 0.074974 | 0 | -0.0065433 | -0.0327 | 1.5 | 13.34% | 9.5619
11 | 6 | 13 | 30 | 3.925 | 8.1987 | 0.087495 | -0.00036 | -0.0062971 | -0.03147 | 1.5 | 13.34% | 4.2737
11 | 6 | 14 | 30 | 20.117 | 17.6997 | 0.11924 | -0.01696 | -0.0035218 | -0.0176 | 1.5 | 13.34% | 2.4173
11 | 6 | 15 | 30 | 42.346 | 43.0966 | 0.10414 | -0.04255 | -0.0016288 | -0.00814 | 1.5 | 13.34% | 0.75058
11 | 6 | 16 | 30 | 67.172 | 33.6088 | 0.03397 | -0.00846 | -0.0022131 | -0.01106 | 1.5 | 13.34% | 33.5632
11 | 6 | 17 | 30 | 69.152 | 15.0048 | 0.007911 | -0.0004 | -0.00068434 | -0.00342 | 1.5 | 13.34% | 54.1472
11 | 6 | 18 | 30 | 100 | 100 | 0 | 0 | 0 | 0 | 1.5 | 13.34% | 0
11 | 6 | 19 | 30 | 100 | 100 | 0 | 0 | 0 | 0 | 1.5 | 13.34% | 0
11 | 6 | 20 | 30 | 100 | 100 | 0 | 0 | 0 | 0 | 1.5 | 13.34% | 0
11 | 6 | 21 | 30 | 100 | 100 | 0 | 0 | 0 | 0 | 1.5 | 13.34% | 0
11 | 6 | 22 | 30 | 100 | 100 | 0 | 0 | 0 | 0 | 1.5 | 13.34% | 0
11 | 6 | 23 | 30 | 100 | 100 | 0 | 0 | 0 | 0 | 1.5 | 13.34% | 0
11 | 7 | 0 | 30 | 100 | 100 | 0 | 0 | 0 | 0 | 1.5 | 13.34% | 0
11 | 7 | 1 | 30 | 100 | 100 | 0 | 0 | 0 | 0 | 1.5 | 13.34% | 0
11 | 7 | 2 | 30 | 100 | 100 | 0 | 0 | 0 | 0 | 1.5 | 13.34% | 0
11 | 7 | 3 | 30 | 100 | 100 | 0 | 0 | 0 | 0 | 1.5 | 13.34% | 0
11 | 7 | 4 | 30 | 100 | 100 | 0 | 0 | 0 | 0 | 1.5 | 13.34% | 0
11 | 7 | 5 | 30 | 100 | 100 | 0 | 0 | 0 | 0 | 1.5 | 13.34% | 0
11 | 7 | 6 | 30 | 68.743 | 63.8116 | 0.016833 | -0.00984 | -0.00055028 | -0.00275 | 1.5 | 13.34% | 4.9314
11 | 7 | 7 | 30 | 66.433 | 76.353 | 0.063716 | -0.04674 | -0.0010825 | -0.00541 | 1.5 | 13.34% | 9.92
11 | 7 | 8 | 30 | 39.966 | 50.4498 | 0.11004 | -0.05323 | -0.0015188 | -0.00759 | 1.5 | 13.34% | 10.4838
11 | 7 | 9 | 30 | 18.493 | 23.4022 | 0.14464 | -0.03115 | -0.0021871 | -0.01093 | 1.5 | 13.34% | 4.9092
11 | 7 | 10 | 30 | 2.787 | 6.0246 | 0.17056 | -0.00749 | -0.0026273 | -0.01313 | 1.5 | 13.34% | 3.2376
11 | 7 | 11 | 30 | 0 | 1.6275 | 0.1828 | 0 | -0.0029275 | -0.01463 | 1.5 | 13.34% | 1.6275
11 | 7 | 12 | 30 | 0 | 1.6397 | 0.18196 | 0 | -0.0029355 | -0.01467 | 1.5 | 13.34% | 1.6397
11 | 7 | 13 | 30 | 3.867 | 3.1219 | 0.16973 | -0.00267 | -0.0025493 | -0.01274 | 1.5 | 13.34% | 0.74506
11 | 7 | 14 | 30 | 19.984 | 19.2938 | 0.1414 | -0.02467 | -0.0021891 | -0.01094 | 1.5 | 13.34% | 0.69019
11 | 7 | 15 | 30 | 42.002 | 42.3349 | 0.10166 | -0.0405 | -0.0017829 | -0.00891 | 1.5 | 13.34% | 0.33292
11 | 7 | 16 | 30 | 66.448 | 71.0753 | 0.058171 | -0.03937 | -0.0011546 | -0.00577 | 1.5 | 13.34% | 4.6273
11 | 7 | 17 | 30 | 68.499 | 14.0039 | 0.006919 | -0.00028 | -0.0006043 | -0.00302 | 1.5 | 13.34% | 54.4951
11 | 7 | 18 | 30 | 100 | 100 | 0 | 0 | 0 | 0 | 1.5 | 13.34% | 0
11 | 7 | 19 | 30 | 100 | 100 | 0 | 0 | 0 | 0 | 1.5 | 13.34% | 0
11 | 7 | 20 | 30 | 100 | 100 | 0 | 0 | 0 | 0 | 1.5 | 13.34% | 0
11 | 7 | 21 | 30 | 100 | 100 | 0 | 0 | 0 | 0 | 1.5 | 13.34% | 0
11 | 7 | 22 | 30 | 100 | 100 | 0 | 0 | 0 | 0 | 1.5 | 13.34% | 0
11 | 7 | 23 | 30 | 100 | 100 | 0 | 0 | 0 | 0 | 1.5 | 13.34% | 0
11 | 8 | 0 | 30 | 100 | 100 | 0 | 0 | 0 | 0 | 1.5 | 13.34% | 0
11 | 8 | 1 | 30 | 100 | 100 | 0 | 0 | 0 | 0 | 1.5 | 13.34% | 0
11 | 8 | 2 | 30 | 100 | 100 | 0 | 0 | 0 | 0 | 1.5 | 13.34% | 0
11 | 8 | 3 | 30 | 100 | 100 | 0 | 0 | 0 | 0 | 1.5 | 13.34% | 0
11 | 8 | 4 | 30 | 100 | 100 | 0 | 0 | 0 | 0 | 1.5 | 13.34% | 0
11 | 8 | 5 | 30 | 100 | 100 | 0 | 0 | 0 | 0 | 1.5 | 13.34% | 0
11 | 8 | 6 | 30 | 68.206 | 85.7175 | 0.021867 | -0.01848 | -0.00014207 | -0.00071 | 1.5 | 13.34% | 17.5115
11 | 8 | 7 | 30 | 65.81 | 80.216 | 0.079535 | -0.06204 | -0.00097649 | -0.00488 | 1.5 | 13.34% | 14.406
11 | 8 | 8 | 30 | 39.639 | 52.0645 | 0.14112 | -0.07124 | -0.0014687 | -0.00734 | 1.5 | 13.34% | 12.4255
11 | 8 | 9 | 30 | 18.418 | 24.3665 | 0.19816 | -0.04604 | -0.0018049 | -0.00902 | 1.5 | 13.34% | 5.9485
11 | 8 | 10 | 30 | 2.768 | 5.6589 | 0.23043 | -0.01112 | -0.0018169 | -0.00908 | 1.5 | 13.34% | 2.8909
11 | 8 | 11 | 30 | 0 | 7.0128 | 0.10339 | 0 | -0.0067754 | -0.03386 | 1.5 | 13.34% | 7.0128
11 | 8 | 12 | 30 | 0 | 5.2051 | 0.1238 | 0 | -0.0061251 | -0.03061 | 1.5 | 13.34% | 5.2051
11 | 8 | 13 | 30 | 3.819 | 6.9164 | 0.10267 | -0.0007 | -0.005987 | -0.02992 | 1.5 | 13.34% | 3.0974
11 | 8 | 14 | 30 | 19.803 | 15.6044 | 0.097027 | -0.00982 | -0.0046023 | -0.023 | 1.5 | 13.34% | 4.1986
11 | 8 | 15 | 30 | 41.61 | 23.4533 | 0.059756 | -0.00942 | -0.0037219 | -0.0186 | 1.5 | 13.34% | 18.1567
11 | 8 | 16 | 30 | 65.923 | 40.8881 | 0.037802 | -0.01244 | -0.0021411 | -0.0107 | 1.5 | 13.34% | 25.0349
11 | 8 | 17 | 30 | 67.961 | 11.02 | 0.003565 | -3.52e-05 | -0.00032216 | -0.00161 | 1.5 | 13.34% | 56.941
11 | 8 | 18 | 30 | 100 | 100 | 0 | 0 | 0 | 0 | 1.5 | 13.34% | 0
11 | 8 | 19 | 30 | 100 | 100 | 0 | 0 | 0 | 0 | 1.5 | 13.34% | 0
11 | 8 | 20 | 30 | 100 | 100 | 0 | 0 | 0 | 0 | 1.5 | 13.34% | 0
11 | 8 | 21 | 30 | 100 | 100 | 0 | 0 | 0 | 0 | 1.5 | 13.34% | 0
11 | 8 | 22 | 30 | 100 | 100 | 0 | 0 | 0 | 0 | 1.5 | 13.34% | 0
11 | 8 | 23 | 30 | 100 | 100 | 0 | 0 | 0 | 0 | 1.5 | 13.34% | 0
11 | 9 | 0 | 30 | 100 | 100 | 0 | 0 | 0 | 0 | 1.5 | 13.34% | 0
11 | 9 | 1 | 30 | 100 | 100 | 0 | 0 | 0 | 0 | 1.5 | 13.34% | 0
11 | 9 | 2 | 30 | 100 | 100 | 0 | 0 | 0 | 0 | 1.5 | 13.34% | 0
11 | 9 | 3 | 30 | 100 | 100 | 0 | 0 | 0 | 0 | 1.5 | 13.34% | 0
11 | 9 | 4 | 30 | 100 | 100 | 0 | 0 | 0 | 0 | 1.5 | 13.34% | 0
11 | 9 | 5 | 30 | 100 | 100 | 0 | 0 | 0 | 0 | 1.5 | 13.34% | 0
11 | 9 | 6 | 30 | 67.607 | 73.9875 | 0.018826 | -0.01325 | -0.00039019 | -0.00195 | 1.5 | 13.34% | 6.3805
11 | 9 | 7 | 30 | 65.036 | 82.608 | 0.071746 | -0.05819 | -0.0005903 | -0.00295 | 1.5 | 13.34% | 17.572
11 | 9 | 8 | 30 | 39.423 | 54.2495 | 0.12385 | -0.06608 | -0.00071836 | -0.00359 | 1.5 | 13.34% | 14.8265
11 | 9 | 9 | 30 | 18.304 | 24.6024 | 0.16556 | -0.03953 | -0.00096448 | -0.00482 | 1.5 | 13.34% | 6.2984
11 | 9 | 10 | 30 | 2.761 | 5.5704 | 0.19497 | -0.00961 | -0.0011846 | -0.00592 | 1.5 | 13.34% | 2.8094
11 | 9 | 11 | 30 | 0 | 0.6499 | 0.20918 | 0 | -0.0013507 | -0.00675 | 1.5 | 13.34% | 0.6499
11 | 9 | 12 | 30 | 0 | 0.62492 | 0.20943 | 0 | -0.0013006 | -0.0065 | 1.5 | 13.34% | 0.62492
11 | 9 | 13 | 30 | 3.787 | 2.3596 | 0.19246 | -0.0033 | -0.0012126 | -0.00606 | 1.5 | 13.34% | 1.4274
11 | 9 | 14 | 30 | 19.647 | 19.5445 | 0.16201 | -0.03048 | -0.0009905 | -0.00495 | 1.5 | 13.34% | 0.10248
11 | 9 | 15 | 30 | 41.217 | 45.9275 | 0.11906 | -0.05356 | -0.00076838 | -0.00384 | 1.5 | 13.34% | 4.7105
11 | 9 | 16 | 30 | 65.144 | 79.2498 | 0.066931 | -0.05192 | -0.00062631 | -0.00313 | 1.5 | 13.34% | 14.1058
11 | 9 | 17 | 30 | 67.466 | 15.0131 | 0.007861 | -0.0004 | -0.00067834 | -0.00339 | 1.5 | 13.34% | 52.4529
11 | 9 | 18 | 30 | 100 | 100 | 0 | 0 | 0 | 0 | 1.5 | 13.34% | 0
11 | 9 | 19 | 30 | 100 | 100 | 0 | 0 | 0 | 0 | 1.5 | 13.34% | 0
11 | 9 | 20 | 30 | 100 | 100 | 0 | 0 | 0 | 0 | 1.5 | 13.34% | 0
11 | 9 | 21 | 30 | 100 | 100 | 0 | 0 | 0 | 0 | 1.5 | 13.34% | 0
11 | 9 | 22 | 30 | 100 | 100 | 0 | 0 | 0 | 0 | 1.5 | 13.34% | 0
11 | 9 | 23 | 30 | 100 | 100 | 0 | 0 | 0 | 0 | 1.5 | 13.34% | 0
11 | 10 | 0 | 30 | 100 | 100 | 0 | 0 | 0 | 0 | 1.5 | 13.34% | 0
11 | 10 | 1 | 30 | 100 | 100 | 0 | 0 | 0 | 0 | 1.5 | 13.34% | 0
11 | 10 | 2 | 30 | 100 | 100 | 0 | 0 | 0 | 0 | 1.5 | 13.34% | 0
11 | 10 | 3 | 30 | 100 | 100 | 0 | 0 | 0 | 0 | 1.5 | 13.34% | 0
11 | 10 | 4 | 30 | 100 | 100 | 0 | 0 | 0 | 0 | 1.5 | 13.34% | 0
11 | 10 | 5 | 30 | 100 | 100 | 0 | 0 | 0 | 0 | 1.5 | 13.34% | 0
11 | 10 | 6 | 30 | 66.904 | 88.3028 | 0.023004 | -0.02017 | -7.6038e-05 | -0.00038 | 1.5 | 13.34% | 21.3988
11 | 10 | 7 | 30 | 64.475 | 78.2687 | 0.091282 | -0.06923 | -0.0012426 | -0.00621 | 1.5 | 13.34% | 13.7937
11 | 10 | 8 | 30 | 39.118 | 51.8517 | 0.14846 | -0.07453 | -0.0016128 | -0.00806 | 1.5 | 13.34% | 12.7337
11 | 10 | 9 | 30 | 18.198 | 24.1574 | 0.18754 | -0.04328 | -0.0016308 | -0.00815 | 1.5 | 13.34% | 5.9594
11 | 10 | 10 | 30 | 2.729 | 5.6427 | 0.22002 | -0.01065 | -0.0016708 | -0.00835 | 1.5 | 13.34% | 2.9137
11 | 10 | 11 | 30 | 0 | 9.5666 | 0.071663 | 0 | -0.0062571 | -0.03127 | 1.5 | 13.34% | 9.5666
11 | 10 | 12 | 30 | 0 | 9.1346 | 0.082167 | 0 | -0.0068774 | -0.03437 | 1.5 | 13.34% | 9.1346
11 | 10 | 13 | 30 | 3.709 | 9.3887 | 0.074061 | -0.0001 | -0.0062651 | -0.03131 | 1.5 | 13.34% | 5.6797
11 | 10 | 14 | 30 | 19.491 | 15.4753 | 0.099979 | -0.01031 | -0.0044702 | -0.02234 | 1.5 | 13.34% | 4.0157
11 | 10 | 15 | 30 | 40.914 | 26.5496 | 0.065764 | -0.01294 | -0.0035718 | -0.01785 | 1.5 | 13.34% | 14.3644
11 | 10 | 16 | 30 | 64.646 | 23.1963 | 0.028825 | -0.00395 | -0.0022211 | -0.0111 | 1.5 | 13.34% | 41.4497
11 | 10 | 17 | 30 | 66.804 | 10.1087 | 0.002136 | 0 | -0.0001961 | -0.00098 | 1.5 | 13.34% | 56.6953
11 | 10 | 18 | 30 | 100 | 100 | 0 | 0 | 0 | 0 | 1.5 | 13.34% | 0
11 | 10 | 19 | 30 | 100 | 100 | 0 | 0 | 0 | 0 | 1.5 | 13.34% | 0
11 | 10 | 20 | 30 | 100 | 100 | 0 | 0 | 0 | 0 | 1.5 | 13.34% | 0
11 | 10 | 21 | 30 | 100 | 100 | 0 | 0 | 0 | 0 | 1.5 | 13.34% | 0
11 | 10 | 22 | 30 | 100 | 100 | 0 | 0 | 0 | 0 | 1.5 | 13.34% | 0
11 | 10 | 23 | 30 | 100 | 100 | 0 | 0 | 0 | 0 | 1.5 | 13.34% | 0
11 | 11 | 0 | 30 | 100 | 100 | 0 | 0 | 0 | 0 | 1.5 | 13.34% | 0
11 | 11 | 1 | 30 | 100 | 100 | 0 | 0 | 0 | 0 | 1.5 | 13.34% | 0
11 | 11 | 2 | 30 | 100 | 100 | 0 | 0 | 0 | 0 | 1.5 | 13.34% | 0
11 | 11 | 3 | 30 | 100 | 100 | 0 | 0 | 0 | 0 | 1.5 | 13.34% | 0
11 | 11 | 4 | 30 | 100 | 100 | 0 | 0 | 0 | 0 | 1.5 | 13.34% | 0
11 | 11 | 5 | 30 | 100 | 100 | 0 | 0 | 0 | 0 | 1.5 | 13.34% | 0
11 | 11 | 6 | 30 | 66.433 | 15.0875 | 0.008737 | -0.00045 | -0.00075438 | -0.00377 | 1.5 | 13.34% | 51.3455
11 | 11 | 7 | 30 | 63.961 | 21.4647 | 0.029174 | -0.00345 | -0.0023152 | -0.01157 | 1.5 | 13.34% | 42.4963
11 | 11 | 8 | 30 | 38.951 | 15.8174 | 0.047901 | -0.00309 | -0.0038739 | -0.01936 | 1.5 | 13.34% | 23.1336
11 | 11 | 9 | 30 | 18.125 | 11.2302 | 0.061434 | -0.00107 | -0.0052406 | -0.02619 | 1.5 | 13.34% | 6.8948
11 | 11 | 10 | 30 | 2.738 | 9.7966 | 0.072426 | -0.00019 | -0.0062891 | -0.03143 | 1.5 | 13.34% | 7.0586
11 | 11 | 11 | 30 | 0 | 9.3998 | 0.079927 | 0 | -0.0068674 | -0.03432 | 1.5 | 13.34% | 9.3998
11 | 11 | 12 | 30 | 0 | 9.5587 | 0.076969 | 0 | -0.0067154 | -0.03356 | 1.5 | 13.34% | 9.5587
11 | 11 | 13 | 30 | 3.7 | 8.982 | 0.078177 | -0.00017 | -0.0062871 | -0.03142 | 1.5 | 13.34% | 5.282
11 | 11 | 14 | 30 | 19.319 | 11.0535 | 0.062252 | -0.00113 | -0.0051786 | -0.02588 | 1.5 | 13.34% | 8.2655
11 | 11 | 15 | 30 | 40.556 | 11.9379 | 0.042315 | -0.00091 | -0.0036998 | -0.01849 | 1.5 | 13.34% | 28.6181
11 | 11 | 16 | 30 | 63.946 | 14.686 | 0.022172 | -0.00106 | -0.001915 | -0.00957 | 1.5 | 13.34% | 49.26
11 | 11 | 17 | 30 | 66.273 | 10.0319 | 0.001668 | 0 | -0.00015208 | -0.00076 | 1.5 | 13.34% | 56.2411
11 | 11 | 18 | 30 | 100 | 100 | 0 | 0 | 0 | 0 | 1.5 | 13.34% | 0
11 | 11 | 19 | 30 | 100 | 100 | 0 | 0 | 0 | 0 | 1.5 | 13.34% | 0
11 | 11 | 20 | 30 | 100 | 100 | 0 | 0 | 0 | 0 | 1.5 | 13.34% | 0
11 | 11 | 21 | 30 | 100 | 100 | 0 | 0 | 0 | 0 | 1.5 | 13.34% | 0
11 | 11 | 22 | 30 | 100 | 100 | 0 | 0 | 0 | 0 | 1.5 | 13.34% | 0
11 | 11 | 23 | 30 | 100 | 100 | 0 | 0 | 0 | 0 | 1.5 | 13.34% | 0
11 | 12 | 0 | 30 | 100 | 100 | 0 | 0 | 0 | 0 | 1.5 | 13.34% | 0
11 | 12 | 1 | 30 | 100 | 100 | 0 | 0 | 0 | 0 | 1.5 | 13.34% | 0
11 | 12 | 2 | 30 | 100 | 100 | 0 | 0 | 0 | 0 | 1.5 | 13.34% | 0
11 | 12 | 3 | 30 | 100 | 100 | 0 | 0 | 0 | 0 | 1.5 | 13.34% | 0
11 | 12 | 4 | 30 | 100 | 100 | 0 | 0 | 0 | 0 | 1.5 | 13.34% | 0
11 | 12 | 5 | 30 | 100 | 100 | 0 | 0 | 0 | 0 | 1.5 | 13.34% | 0
11 | 12 | 6 | 30 | 65.753 | 15.9871 | 0.009551 | -0.00058 | -0.00081641 | -0.00408 | 1.5 | 13.34% | 49.7659
11 | 12 | 7 | 30 | 63.269 | 12.7312 | 0.016831 | -0.00046 | -0.0014927 | -0.00746 | 1.5 | 13.34% | 50.5378
11 | 12 | 8 | 30 | 38.665 | 13.4826 | 0.041496 | -0.00158 | -0.0035378 | -0.01768 | 1.5 | 13.34% | 25.1824
11 | 12 | 9 | 30 | 17.995 | 10.7077 | 0.040654 | -0.00039 | -0.0035798 | -0.01789 | 1.5 | 13.34% | 7.2873
11 | 12 | 10 | 30 | 2.733 | 10.0484 | 0.029566 | -9.14e-06 | -0.0026913 | -0.01345 | 1.5 | 13.34% | 7.3154
11 | 12 | 11 | 30 | 0 | 9.4485 | 0.06307 | 0 | -0.0054447 | -0.02721 | 1.5 | 13.34% | 9.4485
11 | 12 | 12 | 30 | 0 | 2.5544 | 0.16292 | 0 | -0.004058 | -0.02028 | 1.5 | 13.34% | 2.5544
11 | 12 | 13 | 30 | 3.626 | 3.1272 | 0.16842 | -0.00258 | -0.0026053 | -0.01302 | 1.5 | 13.34% | 0.49883
11 | 12 | 14 | 30 | 19.107 | 19.3096 | 0.16175 | -0.03003 | -0.0010085 | -0.00504 | 1.5 | 13.34% | 0.20258
11 | 12 | 15 | 30 | 40.155 | 44.2862 | 0.11389 | -0.04889 | -0.0010725 | -0.00536 | 1.5 | 13.34% | 4.1312
11 | 12 | 16 | 30 | 63.364 | 74.1774 | 0.087572 | -0.06285 | -0.0012106 | -0.00605 | 1.5 | 13.34% | 10.8134
11 | 12 | 17 | 30 | 65.613 | 75.4337 | 0.020742 | -0.01499 | -0.00037419 | -0.00187 | 1.5 | 13.34% | 9.8207
11 | 12 | 18 | 30 | 100 | 100 | 0 | 0 | 0 | 0 | 1.5 | 13.34% | 0
11 | 12 | 19 | 30 | 100 | 100 | 0 | 0 | 0 | 0 | 1.5 | 13.34% | 0
11 | 12 | 20 | 30 | 100 | 100 | 0 | 0 | 0 | 0 | 1.5 | 13.34% | 0
11 | 12 | 21 | 30 | 100 | 100 | 0 | 0 | 0 | 0 | 1.5 | 13.34% | 0
11 | 12 | 22 | 30 | 100 | 100 | 0 | 0 | 0 | 0 | 1.5 | 13.34% | 0
11 | 12 | 23 | 30 | 100 | 100 | 0 | 0 | 0 | 0 | 1.5 | 13.34% | 0
11 | 13 | 0 | 30 | 100 | 100 | 0 | 0 | 0 | 0 | 1.5 | 13.34% | 0
11 | 13 | 1 | 30 | 100 | 100 | 0 | 0 | 0 | 0 | 1.5 | 13.34% | 0
11 | 13 | 2 | 30 | 100 | 100 | 0 | 0 | 0 | 0 | 1.5 | 13.34% | 0
11 | 13 | 3 | 30 | 100 | 100 | 0 | 0 | 0 | 0 | 1.5 | 13.34% | 0
11 | 13 | 4 | 30 | 100 | 100 | 0 | 0 | 0 | 0 | 1.5 | 13.34% | 0
11 | 13 | 5 | 30 | 100 | 100 | 0 | 0 | 0 | 0 | 1.5 | 13.34% | 0
11 | 13 | 6 | 30 | 65.23 | 61.3452 | 0.016334 | -0.0091 | -0.00057029 | -0.00285 | 1.5 | 13.34% | 3.8848
11 | 13 | 7 | 30 | 62.748 | 73.8278 | 0.061723 | -0.04352 | -0.0011786 | -0.00589 | 1.5 | 13.34% | 11.0798
11 | 13 | 8 | 30 | 38.396 | 47.1234 | 0.10337 | -0.04595 | -0.0018769 | -0.00938 | 1.5 | 13.34% | 8.7274
11 | 13 | 9 | 30 | 17.918 | 22.4417 | 0.13847 | -0.02801 | -0.0025033 | -0.01251 | 1.5 | 13.34% | 4.5237
11 | 13 | 10 | 30 | 2.721 | 6.1267 | 0.15993 | -0.00639 | -0.0032116 | -0.01605 | 1.5 | 13.34% | 3.4057
11 | 13 | 11 | 30 | 0 | 1.9682 | 0.17458 | 0 | -0.0033697 | -0.01684 | 1.5 | 13.34% | 1.9682
11 | 13 | 12 | 30 | 0 | 2.0455 | 0.1726 | 0 | -0.0034597 | -0.01729 | 1.5 | 13.34% | 2.0455
11 | 13 | 13 | 30 | 3.516 | 3.3015 | 0.16308 | -0.00236 | -0.0029275 | -0.01463 | 1.5 | 13.34% | 0.21448
11 | 13 | 14 | 30 | 18.961 | 17.9437 | 0.13699 | -0.02169 | -0.0024512 | -0.01225 | 1.5 | 13.34% | 1.0173
11 | 13 | 15 | 30 | 39.811 | 42.3126 | 0.10601 | -0.04266 | -0.0015428 | -0.00771 | 1.5 | 13.34% | 2.5016
11 | 13 | 16 | 30 | 62.679 | 71.0201 | 0.060135 | -0.04086 | -0.0010805 | -0.0054 | 1.5 | 13.34% | 8.3411
11 | 13 | 17 | 30 | 65.108 | 15.1259 | 0.007904 | -0.00041 | -0.00068234 | -0.00341 | 1.5 | 13.34% | 49.9821
11 | 13 | 18 | 30 | 100 | 100 | 0 | 0 | 0 | 0 | 1.5 | 13.34% | 0
11 | 13 | 19 | 30 | 100 | 100 | 0 | 0 | 0 | 0 | 1.5 | 13.34% | 0
11 | 13 | 20 | 30 | 100 | 100 | 0 | 0 | 0 | 0 | 1.5 | 13.34% | 0
11 | 13 | 21 | 30 | 100 | 100 | 0 | 0 | 0 | 0 | 1.5 | 13.34% | 0
11 | 13 | 22 | 30 | 100 | 100 | 0 | 0 | 0 | 0 | 1.5 | 13.34% | 0
11 | 13 | 23 | 30 | 100 | 100 | 0 | 0 | 0 | 0 | 1.5 | 13.34% | 0
11 | 14 | 0 | 30 | 100 | 100 | 0 | 0 | 0 | 0 | 1.5 | 13.34% | 0
11 | 14 | 1 | 30 | 100 | 100 | 0 | 0 | 0 | 0 | 1.5 | 13.34% | 0
11 | 14 | 2 | 30 | 100 | 100 | 0 | 0 | 0 | 0 | 1.5 | 13.34% | 0
11 | 14 | 3 | 30 | 100 | 100 | 0 | 0 | 0 | 0 | 1.5 | 13.34% | 0
11 | 14 | 4 | 30 | 100 | 100 | 0 | 0 | 0 | 0 | 1.5 | 13.34% | 0
11 | 14 | 5 | 30 | 100 | 100 | 0 | 0 | 0 | 0 | 1.5 | 13.34% | 0
11 | 14 | 6 | 30 | 64.647 | 72.2852 | 0.018505 | -0.01268 | -0.0004042 | -0.00202 | 1.5 | 13.34% | 7.6382
11 | 14 | 7 | 30 | 62.002 | 81.4177 | 0.069875 | -0.05566 | -0.00067834 | -0.00339 | 1.5 | 13.34% | 19.4157
11 | 14 | 8 | 30 | 38.144 | 52.2571 | 0.12081 | -0.06184 | -0.00084842 | -0.00424 | 1.5 | 13.34% | 14.1131
11 | 14 | 9 | 30 | 17.815 | 24.1751 | 0.16225 | -0.03786 | -0.0010985 | -0.00549 | 1.5 | 13.34% | 6.3601
11 | 14 | 10 | 30 | 2.754 | 5.4779 | 0.19069 | -0.009 | -0.0013707 | -0.00685 | 1.5 | 13.34% | 2.7239
11 | 14 | 11 | 30 | 0 | 0.72162 | 0.20612 | 0 | -0.0014767 | -0.00738 | 1.5 | 13.34% | 0.72162
11 | 14 | 12 | 30 | 0 | 0.7065 | 0.20622 | 0 | -0.0014467 | -0.00723 | 1.5 | 13.34% | 0.7065
11 | 14 | 13 | 30 | 3.512 | 2.3387 | 0.19155 | -0.0032 | -0.0012506 | -0.00625 | 1.5 | 13.34% | 1.1733
11 | 14 | 14 | 30 | 18.807 | 19.1032 | 0.16233 | -0.02984 | -0.00098249 | -0.00491 | 1.5 | 13.34% | 0.29617
11 | 14 | 15 | 30 | 39.39 | 45.5271 | 0.12018 | -0.05364 | -0.00073837 | -0.00369 | 1.5 | 13.34% | 6.1371
11 | 14 | 16 | 30 | 62.174 | 78.9447 | 0.069616 | -0.05402 | -0.00052426 | -0.00262 | 1.5 | 13.34% | 16.7707
11 | 14 | 17 | 30 | 64.695 | 24.0439 | 0.008958 | -0.0013 | -0.00068834 | -0.00344 | 1.5 | 13.34% | 40.6511
11 | 14 | 18 | 30 | 100 | 100 | 0 | 0 | 0 | 0 | 1.5 | 13.34% | 0
11 | 14 | 19 | 30 | 100 | 100 | 0 | 0 | 0 | 0 | 1.5 | 13.34% | 0
11 | 14 | 20 | 30 | 100 | 100 | 0 | 0 | 0 | 0 | 1.5 | 13.34% | 0
11 | 14 | 21 | 30 | 100 | 100 | 0 | 0 | 0 | 0 | 1.5 | 13.34% | 0
11 | 14 | 22 | 30 | 100 | 100 | 0 | 0 | 0 | 0 | 1.5 | 13.34% | 0
11 | 14 | 23 | 30 | 100 | 100 | 0 | 0 | 0 | 0 | 1.5 | 13.34% | 0
11 | 15 | 0 | 30 | 100 | 100 | 0 | 0 | 0 | 0 | 1.5 | 13.34% | 0
11 | 15 | 1 | 30 | 100 | 100 | 0 | 0 | 0 | 0 | 1.5 | 13.34% | 0
11 | 15 | 2 | 30 | 100 | 100 | 0 | 0 | 0 | 0 | 1.5 | 13.34% | 0
11 | 15 | 3 | 30 | 100 | 100 | 0 | 0 | 0 | 0 | 1.5 | 13.34% | 0
11 | 15 | 4 | 30 | 100 | 100 | 0 | 0 | 0 | 0 | 1.5 | 13.34% | 0
11 | 15 | 5 | 30 | 100 | 100 | 0 | 0 | 0 | 0 | 1.5 | 13.34% | 0
11 | 15 | 6 | 30 | 64.129 | 61.891 | 0.016309 | -0.00919 | -0.00055828 | -0.00279 | 1.5 | 13.34% | 2.238
11 | 15 | 7 | 30 | 61.508 | 72.9249 | 0.060653 | -0.04211 | -0.0012266 | -0.00613 | 1.5 | 13.34% | 11.4169
11 | 15 | 8 | 30 | 37.997 | 46.4388 | 0.10118 | -0.04408 | -0.001985 | -0.00992 | 1.5 | 13.34% | 8.4418
11 | 15 | 9 | 30 | 17.777 | 22.1995 | 0.13552 | -0.02684 | -0.0026553 | -0.01327 | 1.5 | 13.34% | 4.4225
11 | 15 | 10 | 30 | 2.765 | 6.3536 | 0.15142 | -0.00569 | -0.0036958 | -0.01847 | 1.5 | 13.34% | 3.5886
11 | 15 | 11 | 30 | 0 | 2.5506 | 0.16292 | 0 | -0.004052 | -0.02025 | 1.5 | 13.34% | 2.5506
11 | 15 | 12 | 30 | 0 | 2.2656 | 0.168 | 0 | -0.0037219 | -0.0186 | 1.5 | 13.34% | 2.2656
11 | 15 | 13 | 30 | 3.433 | 3.4022 | 0.16049 | -0.00228 | -0.0030755 | -0.01537 | 1.5 | 13.34% | 0.030811
11 | 15 | 14 | 30 | 18.664 | 17.9215 | 0.13656 | -0.02155 | -0.0024792 | -0.01239 | 1.5 | 13.34% | 0.74253
11 | 15 | 15 | 30 | 39.101 | 40.5947 | 0.10171 | -0.03874 | -0.0018129 | -0.00906 | 1.5 | 13.34% | 1.4937
11 | 15 | 16 | 30 | 61.59 | 68.8001 | 0.058967 | -0.03859 | -0.0011726 | -0.00586 | 1.5 | 13.34% | 7.2101
11 | 15 | 17 | 30 | 63.922 | 15.3609 | 0.008094 | -0.00044 | -0.00069635 | -0.00348 | 1.5 | 13.34% | 48.5611
11 | 15 | 18 | 30 | 100 | 100 | 0 | 0 | 0 | 0 | 1.5 | 13.34% | 0
11 | 15 | 19 | 30 | 100 | 100 | 0 | 0 | 0 | 0 | 1.5 | 13.34% | 0
11 | 15 | 20 | 30 | 100 | 100 | 0 | 0 | 0 | 0 | 1.5 | 13.34% | 0
11 | 15 | 21 | 30 | 100 | 100 | 0 | 0 | 0 | 0 | 1.5 | 13.34% | 0
11 | 15 | 22 | 30 | 100 | 100 | 0 | 0 | 0 | 0 | 1.5 | 13.34% | 0
11 | 15 | 23 | 30 | 100 | 100 | 0 | 0 | 0 | 0 | 1.5 | 13.34% | 0
11 | 16 | 0 | 30 | 100 | 100 | 0 | 0 | 0 | 0 | 1.5 | 13.34% | 0
11 | 16 | 1 | 30 | 100 | 100 | 0 | 0 | 0 | 0 | 1.5 | 13.34% | 0
11 | 16 | 2 | 30 | 100 | 100 | 0 | 0 | 0 | 0 | 1.5 | 13.34% | 0
11 | 16 | 3 | 30 | 100 | 100 | 0 | 0 | 0 | 0 | 1.5 | 13.34% | 0
11 | 16 | 4 | 30 | 100 | 100 | 0 | 0 | 0 | 0 | 1.5 | 13.34% | 0
11 | 16 | 5 | 30 | 100 | 100 | 0 | 0 | 0 | 0 | 1.5 | 13.34% | 0
11 | 16 | 6 | 30 | 63.581 | 50.3194 | 0.014137 | -0.0061 | -0.00067434 | -0.00337 | 1.5 | 13.34% | 13.2616
11 | 16 | 7 | 30 | 60.98 | 61.7544 | 0.051472 | -0.02898 | -0.0017349 | -0.00867 | 1.5 | 13.34% | 0.7744
11 | 16 | 8 | 30 | 37.727 | 41.8535 | 0.089741 | -0.03383 | -0.0026293 | -0.01314 | 1.5 | 13.34% | 4.1265
11 | 16 | 9 | 30 | 17.694 | 20.212 | 0.11632 | -0.01901 | -0.0037439 | -0.01871 | 1.5 | 13.34% | 2.518
11 | 16 | 10 | 30 | 2.815 | 7.0645 | 0.12917 | -0.00387 | -0.0049085 | -0.02453 | 1.5 | 13.34% | 4.2495
11 | 16 | 11 | 30 | 0 | 5.4573 | 0.11983 | 0 | -0.0062011 | -0.03099 | 1.5 | 13.34% | 5.4573
11 | 16 | 12 | 30 | 0 | 5.6684 | 0.11709 | 0 | -0.0062811 | -0.03139 | 1.5 | 13.34% | 5.6684
11 | 16 | 13 | 30 | 3.357 | 6.1748 | 0.11143 | -0.0009 | -0.0056328 | -0.02815 | 1.5 | 13.34% | 2.8178
11 | 16 | 14 | 30 | 18.442 | 13.1455 | 0.079306 | -0.00467 | -0.0050865 | -0.02542 | 1.5 | 13.34% | 5.2965
11 | 16 | 15 | 30 | 38.756 | 23.4843 | 0.060919 | -0.00975 | -0.0036898 | -0.01844 | 1.5 | 13.34% | 15.2717
11 | 16 | 16 | 30 | 60.898 | 32.3332 | 0.033872 | -0.00801 | -0.0022231 | -0.01111 | 1.5 | 13.34% | 28.5648
11 | 16 | 17 | 30 | 63.477 | 10.0935 | 0.001877 | 0 | -0.00017209 | -0.00086 | 1.5 | 13.34% | 53.3835
11 | 16 | 18 | 30 | 100 | 100 | 0 | 0 | 0 | 0 | 1.5 | 13.34% | 0
11 | 16 | 19 | 30 | 100 | 100 | 0 | 0 | 0 | 0 | 1.5 | 13.34% | 0
11 | 16 | 20 | 30 | 100 | 100 | 0 | 0 | 0 | 0 | 1.5 | 13.34% | 0
11 | 16 | 21 | 30 | 100 | 100 | 0 | 0 | 0 | 0 | 1.5 | 13.34% | 0
11 | 16 | 22 | 30 | 100 | 100 | 0 | 0 | 0 | 0 | 1.5 | 13.34% | 0
11 | 16 | 23 | 30 | 100 | 100 | 0 | 0 | 0 | 0 | 1.5 | 13.34% | 0
11 | 17 | 0 | 30 | 100 | 100 | 0 | 0 | 0 | 0 | 1.5 | 13.34% | 0
11 | 17 | 1 | 30 | 100 | 100 | 0 | 0 | 0 | 0 | 1.5 | 13.34% | 0
11 | 17 | 2 | 30 | 100 | 100 | 0 | 0 | 0 | 0 | 1.5 | 13.34% | 0
11 | 17 | 3 | 30 | 100 | 100 | 0 | 0 | 0 | 0 | 1.5 | 13.34% | 0
11 | 17 | 4 | 30 | 100 | 100 | 0 | 0 | 0 | 0 | 1.5 | 13.34% | 0
11 | 17 | 5 | 30 | 100 | 100 | 0 | 0 | 0 | 0 | 1.5 | 13.34% | 0
11 | 17 | 6 | 30 | 63.181 | 86.3461 | 0.02241 | -0.01916 | -0.00010205 | -0.00051 | 1.5 | 13.34% | 23.1651
11 | 17 | 7 | 30 | 60.477 | 77.2811 | 0.084539 | -0.06341 | -0.0010845 | -0.00542 | 1.5 | 13.34% | 16.8041
11 | 17 | 8 | 30 | 37.647 | 49.2026 | 0.1459 | -0.06944 | -0.0015728 | -0.00786 | 1.5 | 13.34% | 11.5556
11 | 17 | 9 | 30 | 17.726 | 23.8345 | 0.19341 | -0.04394 | -0.0017429 | -0.00871 | 1.5 | 13.34% | 6.1085
11 | 17 | 10 | 30 | 2.789 | 5.442 | 0.23071 | -0.01061 | -0.0018449 | -0.00922 | 1.5 | 13.34% | 2.653
11 | 17 | 11 | 30 | 0 | 4.5212 | 0.1317 | 0 | -0.0056968 | -0.02847 | 1.5 | 13.34% | 4.5212
11 | 17 | 12 | 30 | 0 | 4.6317 | 0.13005 | 0 | -0.0057569 | -0.02877 | 1.5 | 13.34% | 4.6317
11 | 17 | 13 | 30 | 3.278 | 5.6756 | 0.1182 | -0.00105 | -0.0053547 | -0.02676 | 1.5 | 13.34% | 2.3976
11 | 17 | 14 | 30 | 18.324 | 15.0062 | 0.098714 | -0.00964 | -0.0044982 | -0.02248 | 1.5 | 13.34% | 3.3178
11 | 17 | 15 | 30 | 38.388 | 30.595 | 0.076086 | -0.0191 | -0.0031996 | -0.01599 | 1.5 | 13.34% | 7.793
11 | 17 | 16 | 30 | 60.421 | 45.5546 | 0.041548 | -0.01593 | -0.002059 | -0.01029 | 1.5 | 13.34% | 14.8664
11 | 17 | 17 | 30 | 63.088 | 11.902 | 0.004627 | -8.72e-05 | -0.00041421 | -0.00207 | 1.5 | 13.34% | 51.186
11 | 17 | 18 | 30 | 100 | 100 | 0 | 0 | 0 | 0 | 1.5 | 13.34% | 0
11 | 17 | 19 | 30 | 100 | 100 | 0 | 0 | 0 | 0 | 1.5 | 13.34% | 0
11 | 17 | 20 | 30 | 100 | 100 | 0 | 0 | 0 | 0 | 1.5 | 13.34% | 0
11 | 17 | 21 | 30 | 100 | 100 | 0 | 0 | 0 | 0 | 1.5 | 13.34% | 0
11 | 17 | 22 | 30 | 100 | 100 | 0 | 0 | 0 | 0 | 1.5 | 13.34% | 0
11 | 17 | 23 | 30 | 100 | 100 | 0 | 0 | 0 | 0 | 1.5 | 13.34% | 0
11 | 18 | 0 | 30 | 100 | 100 | 0 | 0 | 0 | 0 | 1.5 | 13.34% | 0
11 | 18 | 1 | 30 | 100 | 100 | 0 | 0 | 0 | 0 | 1.5 | 13.34% | 0
11 | 18 | 2 | 30 | 100 | 100 | 0 | 0 | 0 | 0 | 1.5 | 13.34% | 0
11 | 18 | 3 | 30 | 100 | 100 | 0 | 0 | 0 | 0 | 1.5 | 13.34% | 0
11 | 18 | 4 | 30 | 100 | 100 | 0 | 0 | 0 | 0 | 1.5 | 13.34% | 0
11 | 18 | 5 | 30 | 100 | 100 | 0 | 0 | 0 | 0 | 1.5 | 13.34% | 0
11 | 18 | 6 | 30 | 62.712 | 45.6817 | 0.013166 | -0.005 | -0.00069635 | -0.00348 | 1.5 | 13.34% | 17.0303
11 | 18 | 7 | 30 | 59.967 | 14.8246 | 0.022423 | -0.0011 | -0.001937 | -0.00968 | 1.5 | 13.34% | 45.1424
11 | 18 | 8 | 30 | 37.418 | 49.756 | 0.11552 | -0.05583 | -0.0011006 | -0.0055 | 1.5 | 13.34% | 12.338
11 | 18 | 9 | 30 | 17.605 | 21.1391 | 0.12424 | -0.0223 | -0.0032716 | -0.01635 | 1.5 | 13.34% | 3.5341
11 | 18 | 10 | 30 | 2.832 | 5.4555 | 0.23807 | -0.01092 | -0.001961 | -0.0098 | 1.5 | 13.34% | 2.6235
11 | 18 | 11 | 30 | 0 | 4.303 | 0.13455 | 0 | -0.0055508 | -0.02774 | 1.5 | 13.34% | 4.303
11 | 18 | 12 | 30 | 0 | 7.2148 | 0.099704 | 0 | -0.0067094 | -0.03353 | 1.5 | 13.34% | 7.2148
11 | 18 | 13 | 30 | 3.239 | 4.7706 | 0.1325 | -0.00143 | -0.0046683 | -0.02333 | 1.5 | 13.34% | 1.5316
11 | 18 | 14 | 30 | 18.092 | 10.5627 | 0.043813 | -0.0004 | -0.0038239 | -0.01911 | 1.5 | 13.34% | 7.5293
11 | 18 | 15 | 30 | 38.054 | 11.0807 | 0.024823 | -0.00029 | -0.0022151 | -0.01107 | 1.5 | 13.34% | 26.9733
11 | 18 | 16 | 30 | 59.879 | 73.8472 | 0.085291 | -0.06103 | -0.0011246 | -0.00562 | 1.5 | 13.34% | 13.9682
11 | 18 | 17 | 30 | 62.401 | 86.5375 | 0.021594 | -0.01856 | -6.8034e-05 | -0.00034 | 1.5 | 13.34% | 24.1365
11 | 18 | 18 | 30 | 100 | 100 | 0 | 0 | 0 | 0 | 1.5 | 13.34% | 0
11 | 18 | 19 | 30 | 100 | 100 | 0 | 0 | 0 | 0 | 1.5 | 13.34% | 0
11 | 18 | 20 | 30 | 100 | 100 | 0 | 0 | 0 | 0 | 1.5 | 13.34% | 0
11 | 18 | 21 | 30 | 100 | 100 | 0 | 0 | 0 | 0 | 1.5 | 13.34% | 0
11 | 18 | 22 | 30 | 100 | 100 | 0 | 0 | 0 | 0 | 1.5 | 13.34% | 0
11 | 18 | 23 | 30 | 100 | 100 | 0 | 0 | 0 | 0 | 1.5 | 13.34% | 0
11 | 19 | 0 | 30 | 100 | 100 | 0 | 0 | 0 | 0 | 1.5 | 13.34% | 0
11 | 19 | 1 | 30 | 100 | 100 | 0 | 0 | 0 | 0 | 1.5 | 13.34% | 0
11 | 19 | 2 | 30 | 100 | 100 | 0 | 0 | 0 | 0 | 1.5 | 13.34% | 0
11 | 19 | 3 | 30 | 100 | 100 | 0 | 0 | 0 | 0 | 1.5 | 13.34% | 0
11 | 19 | 4 | 30 | 100 | 100 | 0 | 0 | 0 | 0 | 1.5 | 13.34% | 0
11 | 19 | 5 | 30 | 100 | 100 | 0 | 0 | 0 | 0 | 1.5 | 13.34% | 0
11 | 19 | 6 | 30 | 62.215 | 84.0566 | 0.021332 | -0.01764 | -0.00015808 | -0.00079 | 1.5 | 13.34% | 21.8416
11 | 19 | 7 | 30 | 59.343 | 70.1189 | 0.058884 | -0.0391 | -0.0012866 | -0.00643 | 1.5 | 13.34% | 10.7759
11 | 19 | 8 | 30 | 37.17 | 49.4759 | 0.13512 | -0.0648 | -0.0013727 | -0.00686 | 1.5 | 13.34% | 12.3059
11 | 19 | 9 | 30 | 17.585 | 23.4573 | 0.20955 | -0.04664 | -0.002037 | -0.01018 | 1.5 | 13.34% | 5.8723
11 | 19 | 10 | 30 | 2.855 | 5.4935 | 0.18055 | -0.00793 | -0.0018849 | -0.00942 | 1.5 | 13.34% | 2.6385
11 | 19 | 11 | 30 | 0 | 5.4777 | 0.1191 | 0 | -0.0061851 | -0.03091 | 1.5 | 13.34% | 5.4777
11 | 19 | 12 | 30 | 0 | 2.8815 | 0.15625 | 0 | -0.0043762 | -0.02187 | 1.5 | 13.34% | 2.8815
11 | 19 | 13 | 30 | 3.172 | 3.0269 | 0.16884 | -0.00248 | -0.0025533 | -0.01276 | 1.5 | 13.34% | 0.14513
11 | 19 | 14 | 30 | 17.958 | 14.8644 | 0.097117 | -0.0092 | -0.0045583 | -0.02278 | 1.5 | 13.34% | 3.0936
11 | 19 | 15 | 30 | 37.713 | 10.0751 | 0.009969 | 0 | -0.00091246 | -0.00456 | 1.5 | 13.34% | 27.6379
11 | 19 | 16 | 30 | 59.243 | 10.0633 | 0.005909 | 0 | -0.00054027 | -0.0027 | 1.5 | 13.34% | 49.1797
11 | 19 | 17 | 30 | 62.023 | 10.0684 | 0.00175 | 0 | -0.00016008 | -0.0008 | 1.5 | 13.34% | 51.9546
11 | 19 | 18 | 30 | 100 | 100 | 0 | 0 | 0 | 0 | 1.5 | 13.34% | 0
11 | 19 | 19 | 30 | 100 | 100 | 0 | 0 | 0 | 0 | 1.5 | 13.34% | 0
11 | 19 | 20 | 30 | 100 | 100 | 0 | 0 | 0 | 0 | 1.5 | 13.34% | 0
11 | 19 | 21 | 30 | 100 | 100 | 0 | 0 | 0 | 0 | 1.5 | 13.34% | 0
11 | 19 | 22 | 30 | 100 | 100 | 0 | 0 | 0 | 0 | 1.5 | 13.34% | 0
11 | 19 | 23 | 30 | 100 | 100 | 0 | 0 | 0 | 0 | 1.5 | 13.34% | 0
11 | 20 | 0 | 30 | 100 | 100 | 0 | 0 | 0 | 0 | 1.5 | 13.34% | 0
11 | 20 | 1 | 30 | 100 | 100 | 0 | 0 | 0 | 0 | 1.5 | 13.34% | 0
11 | 20 | 2 | 30 | 100 | 100 | 0 | 0 | 0 | 0 | 1.5 | 13.34% | 0
11 | 20 | 3 | 30 | 100 | 100 | 0 | 0 | 0 | 0 | 1.5 | 13.34% | 0
11 | 20 | 4 | 30 | 100 | 100 | 0 | 0 | 0 | 0 | 1.5 | 13.34% | 0
11 | 20 | 5 | 30 | 100 | 100 | 0 | 0 | 0 | 0 | 1.5 | 13.34% | 0
11 | 20 | 6 | 30 | 61.641 | 15.6356 | 0.008565 | -0.00049 | -0.00073437 | -0.00367 | 1.5 | 13.34% | 46.0054
11 | 20 | 7 | 30 | 58.841 | 16.1263 | 0.025733 | -0.00161 | -0.0021871 | -0.01093 | 1.5 | 13.34% | 42.7147
11 | 20 | 8 | 30 | 37.051 | 17.0271 | 0.048624 | -0.00383 | -0.0038019 | -0.019 | 1.5 | 13.34% | 20.0239
11 | 20 | 9 | 30 | 17.519 | 11.9088 | 0.063863 | -0.00181 | -0.0051786 | -0.02588 | 1.5 | 13.34% | 5.6102
11 | 20 | 10 | 30 | 2.882 | 9.4331 | 0.077127 | -0.00045 | -0.0062371 | -0.03117 | 1.5 | 13.34% | 6.5511
11 | 20 | 11 | 30 | 0 | 7.5421 | 0.096182 | 0 | -0.0067454 | -0.03371 | 1.5 | 13.34% | 7.5421
11 | 20 | 12 | 30 | 0 | 7.8182 | 0.093409 | 0 | -0.0067734 | -0.03385 | 1.5 | 13.34% | 7.8182
11 | 20 | 13 | 30 | 3.079 | 8.4315 | 0.083285 | -0.00027 | -0.0062271 | -0.03112 | 1.5 | 13.34% | 5.3525
11 | 20 | 14 | 30 | 17.768 | 12.3448 | 0.072805 | -0.00319 | -0.0051606 | -0.02579 | 1.5 | 13.34% | 5.4232
11 | 20 | 15 | 30 | 37.415 | 17.3995 | 0.050944 | -0.00441 | -0.0037939 | -0.01896 | 1.5 | 13.34% | 20.0155
11 | 20 | 16 | 30 | 58.765 | 15.4355 | 0.024404 | -0.00136 | -0.002085 | -0.01042 | 1.5 | 13.34% | 43.3295
11 | 20 | 17 | 30 | 61.479 | 10.0592 | 0.001642 | 0 | -0.00015008 | -0.00075 | 1.5 | 13.34% | 51.4198
11 | 20 | 18 | 30 | 100 | 100 | 0 | 0 | 0 | 0 | 1.5 | 13.34% | 0
11 | 20 | 19 | 30 | 100 | 100 | 0 | 0 | 0 | 0 | 1.5 | 13.34% | 0
11 | 20 | 20 | 30 | 100 | 100 | 0 | 0 | 0 | 0 | 1.5 | 13.34% | 0
11 | 20 | 21 | 30 | 100 | 100 | 0 | 0 | 0 | 0 | 1.5 | 13.34% | 0
11 | 20 | 22 | 30 | 100 | 100 | 0 | 0 | 0 | 0 | 1.5 | 13.34% | 0
11 | 20 | 23 | 30 | 100 | 100 | 0 | 0 | 0 | 0 | 1.5 | 13.34% | 0
11 | 21 | 0 | 30 | 100 | 100 | 0 | 0 | 0 | 0 | 1.5 | 13.34% | 0
11 | 21 | 1 | 30 | 100 | 100 | 0 | 0 | 0 | 0 | 1.5 | 13.34% | 0
11 | 21 | 2 | 30 | 100 | 100 | 0 | 0 | 0 | 0 | 1.5 | 13.34% | 0
11 | 21 | 3 | 30 | 100 | 100 | 0 | 0 | 0 | 0 | 1.5 | 13.34% | 0
11 | 21 | 4 | 30 | 100 | 100 | 0 | 0 | 0 | 0 | 1.5 | 13.34% | 0
11 | 21 | 5 | 30 | 100 | 100 | 0 | 0 | 0 | 0 | 1.5 | 13.34% | 0
11 | 21 | 6 | 30 | 61.025 | 14.9489 | 0.007938 | -0.0004 | -0.00068434 | -0.00342 | 1.5 | 13.34% | 46.0761
11 | 21 | 7 | 30 | 58.408 | 36.3264 | 0.035721 | -0.00994 | -0.0022271 | -0.01113 | 1.5 | 13.34% | 22.0816
11 | 21 | 8 | 30 | 36.925 | 20.4313 | 0.053112 | -0.00628 | -0.0037959 | -0.01897 | 1.5 | 13.34% | 16.4937
11 | 21 | 9 | 30 | 17.51 | 13.9606 | 0.074802 | -0.00458 | -0.0051446 | -0.02571 | 1.5 | 13.34% | 3.5494
11 | 21 | 10 | 30 | 2.908 | 9.7805 | 0.054909 | -0.00014 | -0.0047644 | -0.02381 | 1.5 | 13.34% | 6.8725
11 | 21 | 11 | 30 | 0 | 8.4287 | 0.087443 | 0 | -0.0067974 | -0.03397 | 1.5 | 13.34% | 8.4287
11 | 21 | 12 | 30 | 0 | 6.3632 | 0.10847 | 0 | -0.0064892 | -0.03243 | 1.5 | 13.34% | 6.3632
11 | 21 | 13 | 30 | 2.988 | 7.6192 | 0.092261 | -0.00044 | -0.0061231 | -0.0306 | 1.5 | 13.34% | 4.6312
11 | 21 | 14 | 30 | 17.611 | 18.1669 | 0.15 | -0.02525 | -0.0016928 | -0.00846 | 1.5 | 13.34% | 0.55592
11 | 21 | 15 | 30 | 36.992 | 42.6989 | 0.1362 | -0.05616 | -0.0013987 | -0.00699 | 1.5 | 13.34% | 5.7069
11 | 21 | 16 | 30 | 58.268 | 73.7615 | 0.087779 | -0.06272 | -0.0011666 | -0.00583 | 1.5 | 13.34% | 15.4935
11 | 21 | 17 | 30 | 60.992 | 76.7447 | 0.019037 | -0.01409 | -0.00029415 | -0.00147 | 1.5 | 13.34% | 15.7527
11 | 21 | 18 | 30 | 100 | 100 | 0 | 0 | 0 | 0 | 1.5 | 13.34% | 0
11 | 21 | 19 | 30 | 100 | 100 | 0 | 0 | 0 | 0 | 1.5 | 13.34% | 0
11 | 21 | 20 | 30 | 100 | 100 | 0 | 0 | 0 | 0 | 1.5 | 13.34% | 0
11 | 21 | 21 | 30 | 100 | 100 | 0 | 0 | 0 | 0 | 1.5 | 13.34% | 0
11 | 21 | 22 | 30 | 100 | 100 | 0 | 0 | 0 | 0 | 1.5 | 13.34% | 0
11 | 21 | 23 | 30 | 100 | 100 | 0 | 0 | 0 | 0 | 1.5 | 13.34% | 0
11 | 22 | 0 | 30 | 100 | 100 | 0 | 0 | 0 | 0 | 1.5 | 13.34% | 0
11 | 22 | 1 | 30 | 100 | 100 | 0 | 0 | 0 | 0 | 1.5 | 13.34% | 0
11 | 22 | 2 | 30 | 100 | 100 | 0 | 0 | 0 | 0 | 1.5 | 13.34% | 0
11 | 22 | 3 | 30 | 100 | 100 | 0 | 0 | 0 | 0 | 1.5 | 13.34% | 0
11 | 22 | 4 | 30 | 100 | 100 | 0 | 0 | 0 | 0 | 1.5 | 13.34% | 0
11 | 22 | 5 | 30 | 100 | 100 | 0 | 0 | 0 | 0 | 1.5 | 13.34% | 0
11 | 22 | 6 | 30 | 60.766 | 15.3217 | 0.008128 | -0.00044 | -0.00069835 | -0.00349 | 1.5 | 13.34% | 45.4443
11 | 22 | 7 | 30 | 57.882 | 31.8499 | 0.033242 | -0.00763 | -0.0022431 | -0.01121 | 1.5 | 13.34% | 26.0321
11 | 22 | 8 | 30 | 36.761 | 13.0061 | 0.043169 | -0.00142 | -0.0037119 | -0.01855 | 1.5 | 13.34% | 23.7549
11 | 22 | 9 | 30 | 17.44 | 10.6058 | 0.037689 | -0.00031 | -0.0033337 | -0.01666 | 1.5 | 13.34% | 6.8342
11 | 22 | 10 | 30 | 2.909 | 8.93 | 0.085448 | -0.00088 | -0.0061971 | -0.03097 | 1.5 | 13.34% | 6.021
11 | 22 | 11 | 30 | 0 | 8.6655 | 0.085114 | 0 | -0.0067874 | -0.03392 | 1.5 | 13.34% | 8.6655
11 | 22 | 12 | 30 | 0 | 6.5581 | 0.10622 | 0 | -0.0065373 | -0.03267 | 1.5 | 13.34% | 6.5581
11 | 22 | 13 | 30 | 2.919 | 3.8846 | 0.14829 | -0.00184 | -0.0037739 | -0.01886 | 1.5 | 13.34% | 0.96561
11 | 22 | 14 | 30 | 17.437 | 13.788 | 0.086859 | -0.0064 | -0.0049004 | -0.02449 | 1.5 | 13.34% | 3.649
11 | 22 | 15 | 30 | 36.711 | 43.4925 | 0.11753 | -0.04975 | -0.00095248 | -0.00476 | 1.5 | 13.34% | 6.7815
11 | 22 | 16 | 30 | 57.779 | 73.7748 | 0.088193 | -0.06303 | -0.0011706 | -0.00585 | 1.5 | 13.34% | 15.9958
11 | 22 | 17 | 30 | 60.469 | 80.001 | 0.02023 | -0.01577 | -0.00023011 | -0.00115 | 1.5 | 13.34% | 19.532
11 | 22 | 18 | 30 | 100 | 100 | 0 | 0 | 0 | 0 | 1.5 | 13.34% | 0
11 | 22 | 19 | 30 | 100 | 100 | 0 | 0 | 0 | 0 | 1.5 | 13.34% | 0
11 | 22 | 20 | 30 | 100 | 100 | 0 | 0 | 0 | 0 | 1.5 | 13.34% | 0
11 | 22 | 21 | 30 | 100 | 100 | 0 | 0 | 0 | 0 | 1.5 | 13.34% | 0
11 | 22 | 22 | 30 | 100 | 100 | 0 | 0 | 0 | 0 | 1.5 | 13.34% | 0
11 | 22 | 23 | 30 | 100 | 100 | 0 | 0 | 0 | 0 | 1.5 | 13.34% | 0
11 | 23 | 0 | 30 | 100 | 100 | 0 | 0 | 0 | 0 | 1.5 | 13.34% | 0
11 | 23 | 1 | 30 | 100 | 100 | 0 | 0 | 0 | 0 | 1.5 | 13.34% | 0
11 | 23 | 2 | 30 | 100 | 100 | 0 | 0 | 0 | 0 | 1.5 | 13.34% | 0
11 | 23 | 3 | 30 | 100 | 100 | 0 | 0 | 0 | 0 | 1.5 | 13.34% | 0
11 | 23 | 4 | 30 | 100 | 100 | 0 | 0 | 0 | 0 | 1.5 | 13.34% | 0
11 | 23 | 5 | 30 | 100 | 100 | 0 | 0 | 0 | 0 | 1.5 | 13.34% | 0
11 | 23 | 6 | 30 | 60.28 | 26.2615 | 0.009584 | -0.00162 | -0.00071035 | -0.00355 | 1.5 | 13.34% | 34.0185
11 | 23 | 7 | 30 | 57.392 | 83.9008 | 0.07681 | -0.06401 | -0.00023612 | -0.00118 | 1.5 | 13.34% | 26.5088
11 | 23 | 8 | 30 | 36.667 | 48.9631 | 0.13201 | -0.06266 | -0.0013267 | -0.00663 | 1.5 | 13.34% | 12.2961
11 | 23 | 9 | 30 | 17.469 | 22.6053 | 0.17992 | -0.03878 | -0.0015428 | -0.00771 | 1.5 | 13.34% | 5.1363
11 | 23 | 10 | 30 | 2.943 | 5.2774 | 0.21513 | -0.00963 | -0.0016368 | -0.00818 | 1.5 | 13.34% | 2.3344
11 | 23 | 11 | 30 | 0 | 0.72256 | 0.2357 | 0 | -0.0016908 | -0.00845 | 1.5 | 13.34% | 0.72256
11 | 23 | 12 | 30 | 0 | 0.73616 | 0.24096 | 0 | -0.0017609 | -0.0088 | 1.5 | 13.34% | 0.73616
11 | 23 | 13 | 30 | 2.833 | 2.384 | 0.22752 | -0.00357 | -0.0018109 | -0.00905 | 1.5 | 13.34% | 0.449
11 | 23 | 14 | 30 | 17.258 | 18.3555 | 0.19742 | -0.03408 | -0.0018229 | -0.00911 | 1.5 | 13.34% | 1.0975
11 | 23 | 15 | 30 | 36.38 | 42.002 | 0.14646 | -0.05926 | -0.0015888 | -0.00794 | 1.5 | 13.34% | 5.622
11 | 23 | 16 | 30 | 57.275 | 73.3037 | 0.084802 | -0.06028 | -0.0010865 | -0.00543 | 1.5 | 13.34% | 16.0287
11 | 23 | 17 | 30 | 59.981 | 84.6969 | 0.022666 | -0.01902 | -9.6048e-05 | -0.00048 | 1.5 | 13.34% | 24.7159
11 | 23 | 18 | 30 | 100 | 100 | 0 | 0 | 0 | 0 | 1.5 | 13.34% | 0
11 | 23 | 19 | 30 | 100 | 100 | 0 | 0 | 0 | 0 | 1.5 | 13.34% | 0
11 | 23 | 20 | 30 | 100 | 100 | 0 | 0 | 0 | 0 | 1.5 | 13.34% | 0
11 | 23 | 21 | 30 | 100 | 100 | 0 | 0 | 0 | 0 | 1.5 | 13.34% | 0
11 | 23 | 22 | 30 | 100 | 100 | 0 | 0 | 0 | 0 | 1.5 | 13.34% | 0
11 | 23 | 23 | 30 | 100 | 100 | 0 | 0 | 0 | 0 | 1.5 | 13.34% | 0
11 | 24 | 0 | 30 | 100 | 100 | 0 | 0 | 0 | 0 | 1.5 | 13.34% | 0
11 | 24 | 1 | 30 | 100 | 100 | 0 | 0 | 0 | 0 | 1.5 | 13.34% | 0
11 | 24 | 2 | 30 | 100 | 100 | 0 | 0 | 0 | 0 | 1.5 | 13.34% | 0
11 | 24 | 3 | 30 | 100 | 100 | 0 | 0 | 0 | 0 | 1.5 | 13.34% | 0
11 | 24 | 4 | 30 | 100 | 100 | 0 | 0 | 0 | 0 | 1.5 | 13.34% | 0
11 | 24 | 5 | 30 | 100 | 100 | 0 | 0 | 0 | 0 | 1.5 | 13.34% | 0
11 | 24 | 6 | 30 | 59.871 | 15.2195 | 0.007895 | -0.00042 | -0.00067834 | -0.00339 | 1.5 | 13.34% | 44.6515
11 | 24 | 7 | 30 | 57.035 | 52.213 | 0.044834 | -0.02047 | -0.001931 | -0.00965 | 1.5 | 13.34% | 4.822
11 | 24 | 8 | 30 | 36.485 | 29.9132 | 0.067474 | -0.01565 | -0.0034897 | -0.01744 | 1.5 | 13.34% | 6.5718
11 | 24 | 9 | 30 | 17.442 | 15.24 | 0.083633 | -0.00705 | -0.0049425 | -0.0247 | 1.5 | 13.34% | 2.202
11 | 24 | 10 | 30 | 3.008 | 9.5261 | 0.0748 | -0.00036 | -0.0061771 | -0.03087 | 1.5 | 13.34% | 6.5181
11 | 24 | 11 | 30 | 0 | 7.7772 | 0.093284 | 0 | -0.0067314 | -0.03364 | 1.5 | 13.34% | 7.7772
11 | 24 | 12 | 30 | 0 | 6.3883 | 0.10787 | 0 | -0.0064772 | -0.03237 | 1.5 | 13.34% | 6.3883
11 | 24 | 13 | 30 | 2.771 | 7.4691 | 0.09379 | -0.00047 | -0.006081 | -0.03039 | 1.5 | 13.34% | 4.6981
11 | 24 | 14 | 30 | 17.053 | 14.948 | 0.099473 | -0.00974 | -0.0044622 | -0.0223 | 1.5 | 13.34% | 2.105
11 | 24 | 15 | 30 | 36.029 | 15.5289 | 0.048158 | -0.0031 | -0.0037899 | -0.01894 | 1.5 | 13.34% | 20.5001
11 | 24 | 16 | 30 | 56.788 | 12.1351 | 0.015044 | -0.00032 | -0.0013427 | -0.00671 | 1.5 | 13.34% | 44.6529
11 | 24 | 17 | 30 | 59.63 | 10.06 | 0.001817 | 0 | -0.00016608 | -0.00083 | 1.5 | 13.34% | 49.57
11 | 24 | 18 | 30 | 100 | 100 | 0 | 0 | 0 | 0 | 1.5 | 13.34% | 0
11 | 24 | 19 | 30 | 100 | 100 | 0 | 0 | 0 | 0 | 1.5 | 13.34% | 0
11 | 24 | 20 | 30 | 100 | 100 | 0 | 0 | 0 | 0 | 1.5 | 13.34% | 0
11 | 24 | 21 | 30 | 100 | 100 | 0 | 0 | 0 | 0 | 1.5 | 13.34% | 0
11 | 24 | 22 | 30 | 100 | 100 | 0 | 0 | 0 | 0 | 1.5 | 13.34% | 0
11 | 24 | 23 | 30 | 100 | 100 | 0 | 0 | 0 | 0 | 1.5 | 13.34% | 0
11 | 25 | 0 | 30 | 100 | 100 | 0 | 0 | 0 | 0 | 1.5 | 13.34% | 0
11 | 25 | 1 | 30 | 100 | 100 | 0 | 0 | 0 | 0 | 1.5 | 13.34% | 0
11 | 25 | 2 | 30 | 100 | 100 | 0 | 0 | 0 | 0 | 1.5 | 13.34% | 0
11 | 25 | 3 | 30 | 100 | 100 | 0 | 0 | 0 | 0 | 1.5 | 13.34% | 0
11 | 25 | 4 | 30 | 100 | 100 | 0 | 0 | 0 | 0 | 1.5 | 13.34% | 0
11 | 25 | 5 | 30 | 100 | 100 | 0 | 0 | 0 | 0 | 1.5 | 13.34% | 0
11 | 25 | 6 | 30 | 59.429 | 15.4006 | 0.007985 | -0.00044 | -0.00068434 | -0.00342 | 1.5 | 13.34% | 44.0284
11 | 25 | 7 | 30 | 56.543 | 74.7784 | 0.063183 | -0.0456 | -0.00094247 | -0.00471 | 1.5 | 13.34% | 18.2354
11 | 25 | 8 | 30 | 36.35 | 47.6402 | 0.10824 | -0.04948 | -0.0014127 | -0.00706 | 1.5 | 13.34% | 11.2902
11 | 25 | 9 | 30 | 17.343 | 21.7698 | 0.14243 | -0.02848 | -0.002075 | -0.01037 | 1.5 | 13.34% | 4.4268
11 | 25 | 10 | 30 | 3.042 | 5.7028 | 0.1666 | -0.00673 | -0.0026213 | -0.0131 | 1.5 | 13.34% | 2.6608
11 | 25 | 11 | 30 | 0 | 1.7987 | 0.17621 | 0 | -0.0031136 | -0.01556 | 1.5 | 13.34% | 1.7987
11 | 25 | 12 | 30 | 0 | 1.8184 | 0.17602 | 0 | -0.0031436 | -0.01571 | 1.5 | 13.34% | 1.8184
11 | 25 | 13 | 30 | 2.662 | 3.1917 | 0.1628 | -0.0022 | -0.0029035 | -0.01451 | 1.5 | 13.34% | 0.52972
11 | 25 | 14 | 30 | 16.913 | 17.5363 | 0.13717 | -0.02115 | -0.0024712 | -0.01235 | 1.5 | 13.34% | 0.62334
11 | 25 | 15 | 30 | 35.722 | 39.9662 | 0.10476 | -0.03946 | -0.0017209 | -0.0086 | 1.5 | 13.34% | 4.2442
11 | 25 | 16 | 30 | 56.335 | 70.141 | 0.062923 | -0.04231 | -0.0010725 | -0.00536 | 1.5 | 13.34% | 13.806
11 | 25 | 17 | 30 | 59.225 | 68.2342 | 0.018081 | -0.01158 | -0.00045022 | -0.00225 | 1.5 | 13.34% | 9.0092
11 | 25 | 18 | 30 | 100 | 100 | 0 | 0 | 0 | 0 | 1.5 | 13.34% | 0
11 | 25 | 19 | 30 | 100 | 100 | 0 | 0 | 0 | 0 | 1.5 | 13.34% | 0
11 | 25 | 20 | 30 | 100 | 100 | 0 | 0 | 0 | 0 | 1.5 | 13.34% | 0
11 | 25 | 21 | 30 | 100 | 100 | 0 | 0 | 0 | 0 | 1.5 | 13.34% | 0
11 | 25 | 22 | 30 | 100 | 100 | 0 | 0 | 0 | 0 | 1.5 | 13.34% | 0
11 | 25 | 23 | 30 | 100 | 100 | 0 | 0 | 0 | 0 | 1.5 | 13.34% | 0
11 | 26 | 0 | 30 | 100 | 100 | 0 | 0 | 0 | 0 | 1.5 | 13.34% | 0
11 | 26 | 1 | 30 | 100 | 100 | 0 | 0 | 0 | 0 | 1.5 | 13.34% | 0
11 | 26 | 2 | 30 | 100 | 100 | 0 | 0 | 0 | 0 | 1.5 | 13.34% | 0
11 | 26 | 3 | 30 | 100 | 100 | 0 | 0 | 0 | 0 | 1.5 | 13.34% | 0
11 | 26 | 4 | 30 | 100 | 100 | 0 | 0 | 0 | 0 | 1.5 | 13.34% | 0
11 | 26 | 5 | 30 | 100 | 100 | 0 | 0 | 0 | 0 | 1.5 | 13.34% | 0
11 | 26 | 6 | 30 | 59.008 | 10.0176 | 0.001824 | 0 | -0.00016608 | -0.00083 | 1.5 | 13.34% | 48.9904
11 | 26 | 7 | 30 | 56.1 | 10.0823 | 0.006314 | 0 | -0.00057829 | -0.00289 | 1.5 | 13.34% | 46.0177
11 | 26 | 8 | 30 | 36.263 | 12.4393 | 0.033381 | -0.00089 | -0.0029014 | -0.0145 | 1.5 | 13.34% | 23.8237
11 | 26 | 9 | 30 | 17.423 | 10.0782 | 0.01425 | 0 | -0.0013047 | -0.00652 | 1.5 | 13.34% | 7.3448
11 | 26 | 10 | 30 | 3.059 | 9.3638 | 0.077154 | -0.00048 | -0.0061671 | -0.03082 | 1.5 | 13.34% | 6.3048
11 | 26 | 11 | 30 | 0 | 9.6174 | 0.053072 | 0 | -0.0046563 | -0.02327 | 1.5 | 13.34% | 9.6174
11 | 26 | 12 | 30 | 0 | 10.0729 | 0.028098 | 0 | -0.0025713 | -0.01285 | 1.5 | 13.34% | 10.0729
11 | 26 | 13 | 30 | 2.618 | 2.2665 | 0.1966 | -0.00305 | -0.0013747 | -0.00687 | 1.5 | 13.34% | 0.35155
11 | 26 | 14 | 30 | 16.785 | 18.2962 | 0.21297 | -0.03648 | -0.002101 | -0.0105 | 1.5 | 13.34% | 1.5112
11 | 26 | 15 | 30 | 35.356 | 44.5599 | 0.12777 | -0.05624 | -0.00048024 | -0.0024 | 1.5 | 13.34% | 9.2039
11 | 26 | 16 | 30 | 55.869 | 73.3203 | 0.086253 | -0.06133 | -0.0011026 | -0.00551 | 1.5 | 13.34% | 17.4513
11 | 26 | 17 | 30 | 58.739 | 70.5692 | 0.018894 | -0.01262 | -0.00041821 | -0.00209 | 1.5 | 13.34% | 11.8302
11 | 26 | 18 | 30 | 100 | 100 | 0 | 0 | 0 | 0 | 1.5 | 13.34% | 0
11 | 26 | 19 | 30 | 100 | 100 | 0 | 0 | 0 | 0 | 1.5 | 13.34% | 0
11 | 26 | 20 | 30 | 100 | 100 | 0 | 0 | 0 | 0 | 1.5 | 13.34% | 0
11 | 26 | 21 | 30 | 100 | 100 | 0 | 0 | 0 | 0 | 1.5 | 13.34% | 0
11 | 26 | 22 | 30 | 100 | 100 | 0 | 0 | 0 | 0 | 1.5 | 13.34% | 0
11 | 26 | 23 | 30 | 100 | 100 | 0 | 0 | 0 | 0 | 1.5 | 13.34% | 0
11 | 27 | 0 | 30 | 100 | 100 | 0 | 0 | 0 | 0 | 1.5 | 13.34% | 0
11 | 27 | 1 | 30 | 100 | 100 | 0 | 0 | 0 | 0 | 1.5 | 13.34% | 0
11 | 27 | 2 | 30 | 100 | 100 | 0 | 0 | 0 | 0 | 1.5 | 13.34% | 0
11 | 27 | 3 | 30 | 100 | 100 | 0 | 0 | 0 | 0 | 1.5 | 13.34% | 0
11 | 27 | 4 | 30 | 100 | 100 | 0 | 0 | 0 | 0 | 1.5 | 13.34% | 0
11 | 27 | 5 | 30 | 100 | 100 | 0 | 0 | 0 | 0 | 1.5 | 13.34% | 0
11 | 27 | 6 | 30 | 58.647 | 10.093 | 0.001637 | 0 | -0.00015008 | -0.00075 | 1.5 | 13.34% | 48.554
11 | 27 | 7 | 30 | 55.766 | 40.8078 | 0.037411 | -0.01228 | -0.0021211 | -0.0106 | 1.5 | 13.34% | 14.9582
11 | 27 | 8 | 30 | 36.267 | 26.6888 | 0.061601 | -0.01188 | -0.0035998 | -0.01799 | 1.5 | 13.34% | 9.5782
11 | 27 | 9 | 30 | 17.414 | 10.0839 | 0.012932 | 0 | -0.0011846 | -0.00592 | 1.5 | 13.34% | 7.3301
11 | 27 | 10 | 30 | 3.108 | 10.0757 | 0.016002 | 0 | -0.0014647 | -0.00732 | 1.5 | 13.34% | 6.9677
11 | 27 | 11 | 30 | 0 | 8.6563 | 0.084544 | 0 | -0.0067354 | -0.03366 | 1.5 | 13.34% | 8.6563
11 | 27 | 12 | 30 | 0 | 9.4504 | 0.061575 | 0 | -0.0053167 | -0.02657 | 1.5 | 13.34% | 9.4504
11 | 27 | 13 | 30 | 2.499 | 2.2853 | 0.20251 | -0.00314 | -0.0014547 | -0.00727 | 1.5 | 13.34% | 0.21369
11 | 27 | 14 | 30 | 16.549 | 18.259 | 0.15852 | -0.02747 | -0.0012466 | -0.00623 | 1.5 | 13.34% | 1.71
11 | 27 | 15 | 30 | 35.059 | 33.3069 | 0.085199 | -0.0246 | -0.0028334 | -0.01416 | 1.5 | 13.34% | 1.7521
11 | 27 | 16 | 30 | 55.409 | 55.8067 | 0.050148 | -0.02518 | -0.0018009 | -0.009 | 1.5 | 13.34% | 0.39766
11 | 27 | 17 | 30 | 58.404 | 74.8645 | 0.02709 | -0.01949 | -0.00045223 | -0.00226 | 1.5 | 13.34% | 16.4605
11 | 27 | 18 | 30 | 100 | 100 | 0 | 0 | 0 | 0 | 1.5 | 13.34% | 0
11 | 27 | 19 | 30 | 100 | 100 | 0 | 0 | 0 | 0 | 1.5 | 13.34% | 0
11 | 27 | 20 | 30 | 100 | 100 | 0 | 0 | 0 | 0 | 1.5 | 13.34% | 0
11 | 27 | 21 | 30 | 100 | 100 | 0 | 0 | 0 | 0 | 1.5 | 13.34% | 0
11 | 27 | 22 | 30 | 100 | 100 | 0 | 0 | 0 | 0 | 1.5 | 13.34% | 0
11 | 27 | 23 | 30 | 100 | 100 | 0 | 0 | 0 | 0 | 1.5 | 13.34% | 0
11 | 28 | 0 | 30 | 100 | 100 | 0 | 0 | 0 | 0 | 1.5 | 13.34% | 0
11 | 28 | 1 | 30 | 100 | 100 | 0 | 0 | 0 | 0 | 1.5 | 13.34% | 0
11 | 28 | 2 | 30 | 100 | 100 | 0 | 0 | 0 | 0 | 1.5 | 13.34% | 0
11 | 28 | 3 | 30 | 100 | 100 | 0 | 0 | 0 | 0 | 1.5 | 13.34% | 0
11 | 28 | 4 | 30 | 100 | 100 | 0 | 0 | 0 | 0 | 1.5 | 13.34% | 0
11 | 28 | 5 | 30 | 100 | 100 | 0 | 0 | 0 | 0 | 1.5 | 13.34% | 0
11 | 28 | 6 | 30 | 58.173 | 13.5756 | 0.005866 | -0.00021 | -0.00051626 | -0.00258 | 1.5 | 13.34% | 44.5974
11 | 28 | 7 | 30 | 55.316 | 84.2029 | 0.076244 | -0.06382 | -0.0002061 | -0.00103 | 1.5 | 13.34% | 28.8869
11 | 28 | 8 | 30 | 36.15 | 15.8637 | 0.046016 | -0.00302 | -0.0036938 | -0.01846 | 1.5 | 13.34% | 20.2863
11 | 28 | 9 | 30 | 17.441 | 15.6736 | 0.085738 | -0.00786 | -0.0048224 | -0.0241 | 1.5 | 13.34% | 1.7674
11 | 28 | 10 | 30 | 3.146 | 5.2606 | 0.24612 | -0.0107 | -0.0021351 | -0.01067 | 1.5 | 13.34% | 2.1146
11 | 28 | 11 | 30 | 0 | 1.6557 | 0.17888 | 0 | -0.0029135 | -0.01456 | 1.5 | 13.34% | 1.6557
11 | 28 | 12 | 30 | 0 | 9.9456 | 0.03526 | 0 | -0.0031896 | -0.01594 | 1.5 | 13.34% | 9.9456
11 | 28 | 13 | 30 | 2.422 | 10.0799 | 0.015253 | 0 | -0.0013967 | -0.00698 | 1.5 | 13.34% | 7.6579
11 | 28 | 14 | 30 | 16.392 | 10.0832 | 0.013042 | 0 | -0.0011946 | -0.00597 | 1.5 | 13.34% | 6.3088
11 | 28 | 15 | 30 | 34.762 | 10.0759 | 0.009859 | 0 | -0.00090245 | -0.00451 | 1.5 | 13.34% | 24.6861
11 | 28 | 16 | 30 | 54.947 | 10.0759 | 0.005946 | 0 | -0.00054427 | -0.00272 | 1.5 | 13.34% | 44.8711
11 | 28 | 17 | 30 | 57.995 | 10.0935 | 0.001877 | 0 | -0.00017209 | -0.00086 | 1.5 | 13.34% | 47.9015
11 | 28 | 18 | 30 | 100 | 100 | 0 | 0 | 0 | 0 | 1.5 | 13.34% | 0
11 | 28 | 19 | 30 | 100 | 100 | 0 | 0 | 0 | 0 | 1.5 | 13.34% | 0
11 | 28 | 20 | 30 | 100 | 100 | 0 | 0 | 0 | 0 | 1.5 | 13.34% | 0
11 | 28 | 21 | 30 | 100 | 100 | 0 | 0 | 0 | 0 | 1.5 | 13.34% | 0
11 | 28 | 22 | 30 | 100 | 100 | 0 | 0 | 0 | 0 | 1.5 | 13.34% | 0
11 | 28 | 23 | 30 | 100 | 100 | 0 | 0 | 0 | 0 | 1.5 | 13.34% | 0
11 | 29 | 0 | 30 | 100 | 100 | 0 | 0 | 0 | 0 | 1.5 | 13.34% | 0
11 | 29 | 1 | 30 | 100 | 100 | 0 | 0 | 0 | 0 | 1.5 | 13.34% | 0
11 | 29 | 2 | 30 | 100 | 100 | 0 | 0 | 0 | 0 | 1.5 | 13.34% | 0
11 | 29 | 3 | 30 | 100 | 100 | 0 | 0 | 0 | 0 | 1.5 | 13.34% | 0
11 | 29 | 4 | 30 | 100 | 100 | 0 | 0 | 0 | 0 | 1.5 | 13.34% | 0
11 | 29 | 5 | 30 | 100 | 100 | 0 | 0 | 0 | 0 | 1.5 | 13.34% | 0
11 | 29 | 6 | 30 | 57.786 | 46.4679 | 0.012023 | -0.00469 | -0.00061231 | -0.00306 | 1.5 | 13.34% | 11.3181
11 | 29 | 7 | 30 | 55.007 | 75.9656 | 0.086652 | -0.06378 | -0.0011626 | -0.00581 | 1.5 | 13.34% | 20.9586
11 | 29 | 8 | 30 | 36.052 | 47.5801 | 0.15207 | -0.06978 | -0.0017449 | -0.00872 | 1.5 | 13.34% | 11.5281
11 | 29 | 9 | 30 | 17.403 | 22.4417 | 0.20531 | -0.04362 | -0.002005 | -0.01002 | 1.5 | 13.34% | 5.0387
11 | 29 | 10 | 30 | 3.184 | 5.2563 | 0.2454 | -0.01066 | -0.0021271 | -0.01063 | 1.5 | 13.34% | 2.0723
11 | 29 | 11 | 30 | 0 | 5.9366 | 0.11212 | 0 | -0.0062831 | -0.0314 | 1.5 | 13.34% | 5.9366
11 | 29 | 12 | 30 | 0 | 7.8912 | 0.091815 | 0 | -0.0067154 | -0.03356 | 1.5 | 13.34% | 7.8912
11 | 29 | 13 | 30 | 2.342 | 8.7712 | 0.079041 | -0.00019 | -0.0061991 | -0.03098 | 1.5 | 13.34% | 6.4292
11 | 29 | 14 | 30 | 16.271 | 10.6911 | 0.051357 | -0.00062 | -0.0044002 | -0.02199 | 1.5 | 13.34% | 5.5799
11 | 29 | 15 | 30 | 34.504 | 10.8367 | 0.022639 | -0.0002 | -0.002033 | -0.01016 | 1.5 | 13.34% | 23.6673
11 | 29 | 16 | 30 | 54.516 | 10.1018 | 0.008667 | -3.08e-06 | -0.0007924 | -0.00396 | 1.5 | 13.34% | 44.4142
11 | 29 | 17 | 30 | 57.759 | 10.1066 | 0.001962 | 0 | -0.00018009 | -0.0009 | 1.5 | 13.34% | 47.6524
11 | 29 | 18 | 30 | 100 | 10.0738 | 5.16e-06 | 0 | -4.7224e-07 | -2.36e-06 | 1.5 | 13.34% | 89.9262
11 | 29 | 19 | 30 | 100 | 100 | 0 | 0 | 0 | 0 | 1.5 | 13.34% | 0
11 | 29 | 20 | 30 | 100 | 100 | 0 | 0 | 0 | 0 | 1.5 | 13.34% | 0
11 | 29 | 21 | 30 | 100 | 100 | 0 | 0 | 0 | 0 | 1.5 | 13.34% | 0
11 | 29 | 22 | 30 | 100 | 100 | 0 | 0 | 0 | 0 | 1.5 | 13.34% | 0
11 | 29 | 23 | 30 | 100 | 100 | 0 | 0 | 0 | 0 | 1.5 | 13.34% | 0
11 | 30 | 0 | 30 | 100 | 100 | 0 | 0 | 0 | 0 | 1.5 | 13.34% | 0
11 | 30 | 1 | 30 | 100 | 100 | 0 | 0 | 0 | 0 | 1.5 | 13.34% | 0
11 | 30 | 2 | 30 | 100 | 100 | 0 | 0 | 0 | 0 | 1.5 | 13.34% | 0
11 | 30 | 3 | 30 | 100 | 100 | 0 | 0 | 0 | 0 | 1.5 | 13.34% | 0
11 | 30 | 4 | 30 | 100 | 100 | 0 | 0 | 0 | 0 | 1.5 | 13.34% | 0
11 | 30 | 5 | 30 | 100 | 100 | 0 | 0 | 0 | 0 | 1.5 | 13.34% | 0
11 | 30 | 6 | 30 | 57.484 | 26.7788 | 0.008867 | -0.00155 | -0.00065032 | -0.00325 | 1.5 | 13.34% | 30.7052
11 | 30 | 7 | 30 | 54.568 | 76.6663 | 0.078782 | -0.05866 | -0.00098449 | -0.00492 | 1.5 | 13.34% | 22.0983
11 | 30 | 8 | 30 | 35.993 | 47.9385 | 0.13855 | -0.06424 | -0.0014727 | -0.00736 | 1.5 | 13.34% | 11.9455
11 | 30 | 9 | 30 | 17.485 | 22.5409 | 0.1877 | -0.04023 | -0.0016968 | -0.00848 | 1.5 | 13.34% | 5.0559
11 | 30 | 10 | 30 | 3.253 | 5.2203 | 0.22293 | -0.00977 | -0.0017749 | -0.00887 | 1.5 | 13.34% | 1.9673
11 | 30 | 11 | 30 | 0 | 3.7171 | 0.14109 | 0 | -0.0050565 | -0.02527 | 1.5 | 13.34% | 3.7171
11 | 30 | 12 | 30 | 0 | 3.8593 | 0.13947 | 0 | -0.0051826 | -0.0259 | 1.5 | 13.34% | 3.8593
11 | 30 | 13 | 30 | 2.232 | 4.7814 | 0.13103 | -0.00134 | -0.0047003 | -0.02349 | 1.5 | 13.34% | 2.5494
11 | 30 | 14 | 30 | 16.093 | 15.7757 | 0.11207 | -0.01316 | -0.003904 | -0.01951 | 1.5 | 13.34% | 0.3173
11 | 30 | 15 | 30 | 34.178 | 33.4275 | 0.085881 | -0.02493 | -0.0028314 | -0.01415 | 1.5 | 13.34% | 0.75048
11 | 30 | 16 | 30 | 54.15 | 54.7074 | 0.050209 | -0.02462 | -0.0018409 | -0.0092 | 1.5 | 13.34% | 0.5574
11 | 30 | 17 | 30 | 57.345 | 48.69 | 0.014798 | -0.00614 | -0.00071636 | -0.00358 | 1.5 | 13.34% | 8.655
11 | 30 | 18 | 30 | 100 | 10.0738 | 5.16e-06 | 0 | -4.7224e-07 | -2.36e-06 | 1.5 | 13.34% | 89.9262
11 | 30 | 19 | 30 | 100 | 100 | 0 | 0 | 0 | 0 | 1.5 | 13.34% | 0
11 | 30 | 20 | 30 | 100 | 100 | 0 | 0 | 0 | 0 | 1.5 | 13.34% | 0
11 | 30 | 21 | 30 | 100 | 100 | 0 | 0 | 0 | 0 | 1.5 | 13.34% | 0
11 | 30 | 22 | 30 | 100 | 100 | 0 | 0 | 0 | 0 | 1.5 | 13.34% | 0
11 | 30 | 23 | 30 | 100 | 100 | 0 | 0 | 0 | 0 | 1.5 | 13.34% | 0
12 | 1 | 0 | 30 | 100 | 100 | 0 | 0 | 0 | 0 | 1.5 | 13.34% | 0
12 | 1 | 1 | 30 | 100 | 100 | 0 | 0 | 0 | 0 | 1.5 | 13.34% | 0
12 | 1 | 2 | 30 | 100 | 100 | 0 | 0 | 0 | 0 | 1.5 | 13.34% | 0
12 | 1 | 3 | 30 | 100 | 100 | 0 | 0 | 0 | 0 | 1.5 | 13.34% | 0
12 | 1 | 4 | 30 | 100 | 100 | 0 | 0 | 0 | 0 | 1.5 | 13.34% | 0
12 | 1 | 5 | 30 | 100 | 100 | 0 | 0 | 0 | 0 | 1.5 | 13.34% | 0
12 | 1 | 6 | 30 | 57.276 | 10.0765 | 0.001552 | 0 | -0.00014207 | -0.00071 | 1.5 | 13.34% | 47.1995
12 | 1 | 7 | 30 | 54.267 | 10.0916 | 0.005632 | 0 | -0.00051626 | -0.00258 | 1.5 | 13.34% | 44.1754
12 | 1 | 8 | 30 | 35.905 | 10.074 | 0.009642 | 0 | -0.00088244 | -0.00441 | 1.5 | 13.34% | 25.831
12 | 1 | 9 | 30 | 17.428 | 18.3309 | 0.10642 | -0.01481 | -0.00397 | -0.01984 | 1.5 | 13.34% | 0.90287
12 | 1 | 10 | 30 | 3.307 | 8.5071 | 0.090868 | -0.00121 | -0.006009 | -0.03003 | 1.5 | 13.34% | 5.2001
12 | 1 | 11 | 30 | 0 | 1.486 | 0.1823 | 0 | -0.0026693 | -0.01334 | 1.5 | 13.34% | 1.486
12 | 1 | 12 | 30 | 0 | 8.6984 | 0.084043 | 0 | -0.0067254 | -0.03361 | 1.5 | 13.34% | 8.6984
12 | 1 | 13 | 30 | 2.14 | 9.4504 | 0.062472 | -6.94e-05 | -0.0053307 | -0.02664 | 1.5 | 13.34% | 7.3104
12 | 1 | 14 | 30 | 15.842 | 10.7362 | 0.053339 | -0.00069 | -0.0045483 | -0.02273 | 1.5 | 13.34% | 5.1058
12 | 1 | 15 | 30 | 33.911 | 11.7183 | 0.03116 | -0.0006 | -0.0027314 | -0.01365 | 1.5 | 13.34% | 22.1927
12 | 1 | 16 | 30 | 53.705 | 11.8534 | 0.014589 | -0.00027 | -0.0013047 | -0.00652 | 1.5 | 13.34% | 41.8516
12 | 1 | 17 | 30 | 57 | 30.8624 | 0.01159 | -0.00254 | -0.0007924 | -0.00396 | 1.5 | 13.34% | 26.1376
12 | 1 | 18 | 30 | 100 | 10.0738 | 5.16e-06 | 0 | -4.7224e-07 | -2.36e-06 | 1.5 | 13.34% | 89.9262
12 | 1 | 19 | 30 | 100 | 100 | 0 | 0 | 0 | 0 | 1.5 | 13.34% | 0
12 | 1 | 20 | 30 | 100 | 100 | 0 | 0 | 0 | 0 | 1.5 | 13.34% | 0
12 | 1 | 21 | 30 | 100 | 100 | 0 | 0 | 0 | 0 | 1.5 | 13.34% | 0
12 | 1 | 22 | 30 | 100 | 100 | 0 | 0 | 0 | 0 | 1.5 | 13.34% | 0
12 | 1 | 23 | 30 | 100 | 100 | 0 | 0 | 0 | 0 | 1.5 | 13.34% | 0
12 | 2 | 0 | 30 | 100 | 100 | 0 | 0 | 0 | 0 | 1.5 | 13.34% | 0
12 | 2 | 1 | 30 | 100 | 100 | 0 | 0 | 0 | 0 | 1.5 | 13.34% | 0
12 | 2 | 2 | 30 | 100 | 100 | 0 | 0 | 0 | 0 | 1.5 | 13.34% | 0
12 | 2 | 3 | 30 | 100 | 100 | 0 | 0 | 0 | 0 | 1.5 | 13.34% | 0
12 | 2 | 4 | 30 | 100 | 100 | 0 | 0 | 0 | 0 | 1.5 | 13.34% | 0
12 | 2 | 5 | 30 | 100 | 100 | 0 | 0 | 0 | 0 | 1.5 | 13.34% | 0
12 | 2 | 6 | 30 | 56.871 | 14.9833 | 0.006912 | -0.00035 | -0.0005963 | -0.00298 | 1.5 | 13.34% | 41.8877
12 | 2 | 7 | 30 | 53.87 | 73.5479 | 0.060141 | -0.04251 | -0.0009925 | -0.00496 | 1.5 | 13.34% | 19.6779
12 | 2 | 8 | 30 | 35.875 | 46.6431 | 0.10546 | -0.04708 | -0.0014387 | -0.00719 | 1.5 | 13.34% | 10.7681
12 | 2 | 9 | 30 | 17.503 | 21.699 | 0.14318 | -0.02876 | -0.0018969 | -0.00948 | 1.5 | 13.34% | 4.196
12 | 2 | 10 | 30 | 3.414 | 5.5284 | 0.16949 | -0.00691 | -0.0023312 | -0.01165 | 1.5 | 13.34% | 2.1144
12 | 2 | 11 | 30 | 0 | 1.4988 | 0.18185 | 0 | -0.0026853 | -0.01342 | 1.5 | 13.34% | 1.4988
12 | 2 | 12 | 30 | 0 | 1.3297 | 0.18679 | 0 | -0.0024512 | -0.01225 | 1.5 | 13.34% | 1.3297
12 | 2 | 13 | 30 | 2.08 | 2.7069 | 0.17469 | -0.00247 | -0.0021991 | -0.01099 | 1.5 | 13.34% | 0.62687
12 | 2 | 14 | 30 | 15.75 | 17.9218 | 0.15029 | -0.02487 | -0.0017509 | -0.00875 | 1.5 | 13.34% | 2.1718
12 | 2 | 15 | 30 | 33.628 | 41.113 | 0.11277 | -0.04446 | -0.0013487 | -0.00674 | 1.5 | 13.34% | 7.485
12 | 2 | 16 | 30 | 53.263 | 72.3649 | 0.069363 | -0.04877 | -0.00082641 | -0.00413 | 1.5 | 13.34% | 19.1019
12 | 2 | 17 | 30 | 56.492 | 72.7945 | 0.021436 | -0.01493 | -0.00039019 | -0.00195 | 1.5 | 13.34% | 16.3025
12 | 2 | 18 | 30 | 100 | 10.0953 | 1.03e-05 | 0 | -9.4447e-07 | -4.72e-06 | 1.5 | 13.34% | 89.9047
12 | 2 | 19 | 30 | 100 | 100 | 0 | 0 | 0 | 0 | 1.5 | 13.34% | 0
12 | 2 | 20 | 30 | 100 | 100 | 0 | 0 | 0 | 0 | 1.5 | 13.34% | 0
12 | 2 | 21 | 30 | 100 | 100 | 0 | 0 | 0 | 0 | 1.5 | 13.34% | 0
12 | 2 | 22 | 30 | 100 | 100 | 0 | 0 | 0 | 0 | 1.5 | 13.34% | 0
12 | 2 | 23 | 30 | 100 | 100 | 0 | 0 | 0 | 0 | 1.5 | 13.34% | 0
12 | 3 | 0 | 30 | 100 | 100 | 0 | 0 | 0 | 0 | 1.5 | 13.34% | 0
12 | 3 | 1 | 30 | 100 | 100 | 0 | 0 | 0 | 0 | 1.5 | 13.34% | 0
12 | 3 | 2 | 30 | 100 | 100 | 0 | 0 | 0 | 0 | 1.5 | 13.34% | 0
12 | 3 | 3 | 30 | 100 | 100 | 0 | 0 | 0 | 0 | 1.5 | 13.34% | 0
12 | 3 | 4 | 30 | 100 | 100 | 0 | 0 | 0 | 0 | 1.5 | 13.34% | 0
12 | 3 | 5 | 30 | 100 | 100 | 0 | 0 | 0 | 0 | 1.5 | 13.34% | 0
12 | 3 | 6 | 30 | 56.682 | 10.1505 | 0.00152 | 0 | -0.00014007 | -0.0007 | 1.5 | 13.34% | 46.5315
12 | 3 | 7 | 30 | 53.541 | 12.8215 | 0.015835 | -0.00045 | -0.0014007 | -0.007 | 1.5 | 13.34% | 40.7195
12 | 3 | 8 | 30 | 35.811 | 11.8716 | 0.028607 | -0.00058 | -0.0025173 | -0.01258 | 1.5 | 13.34% | 23.9394
12 | 3 | 9 | 30 | 17.522 | 10.8501 | 0.04477 | -0.00055 | -0.0038859 | -0.01942 | 1.5 | 13.34% | 6.6719
12 | 3 | 10 | 30 | 3.444 | 9.8324 | 0.048245 | -9.54e-05 | -0.0042321 | -0.02115 | 1.5 | 13.34% | 6.3884
12 | 3 | 11 | 30 | 0 | 9.638 | 0.051489 | 0 | -0.0045263 | -0.02262 | 1.5 | 13.34% | 9.638
12 | 3 | 12 | 30 | 0 | 9.5391 | 0.056709 | 0 | -0.0049385 | -0.02468 | 1.5 | 13.34% | 9.5391
12 | 3 | 13 | 30 | 2.021 | 9.6594 | 0.050845 | -3.78e-05 | -0.0044442 | -0.02221 | 1.5 | 13.34% | 7.6384
12 | 3 | 14 | 30 | 15.601 | 10.4628 | 0.040757 | -0.00031 | -0.0035798 | -0.01789 | 1.5 | 13.34% | 5.1382
12 | 3 | 15 | 30 | 33.308 | 11.8569 | 0.032927 | -0.00069 | -0.0028734 | -0.01436 | 1.5 | 13.34% | 21.4511
12 | 3 | 16 | 30 | 52.904 | 14.5301 | 0.022831 | -0.00106 | -0.001971 | -0.00985 | 1.5 | 13.34% | 38.3739
12 | 3 | 17 | 30 | 56.183 | 13.6879 | 0.007241 | -0.00027 | -0.00063432 | -0.00317 | 1.5 | 13.34% | 42.4951
12 | 3 | 18 | 30 | 100 | 10.0953 | 1.03e-05 | 0 | -9.4447e-07 | -4.72e-06 | 1.5 | 13.34% | 89.9047
12 | 3 | 19 | 30 | 100 | 100 | 0 | 0 | 0 | 0 | 1.5 | 13.34% | 0
12 | 3 | 20 | 30 | 100 | 100 | 0 | 0 | 0 | 0 | 1.5 | 13.34% | 0
12 | 3 | 21 | 30 | 100 | 100 | 0 | 0 | 0 | 0 | 1.5 | 13.34% | 0
12 | 3 | 22 | 30 | 100 | 100 | 0 | 0 | 0 | 0 | 1.5 | 13.34% | 0
12 | 3 | 23 | 30 | 100 | 100 | 0 | 0 | 0 | 0 | 1.5 | 13.34% | 0
12 | 4 | 0 | 30 | 100 | 100 | 0 | 0 | 0 | 0 | 1.5 | 13.34% | 0
12 | 4 | 1 | 30 | 100 | 100 | 0 | 0 | 0 | 0 | 1.5 | 13.34% | 0
12 | 4 | 2 | 30 | 100 | 100 | 0 | 0 | 0 | 0 | 1.5 | 13.34% | 0
12 | 4 | 3 | 30 | 100 | 100 | 0 | 0 | 0 | 0 | 1.5 | 13.34% | 0
12 | 4 | 4 | 30 | 100 | 100 | 0 | 0 | 0 | 0 | 1.5 | 13.34% | 0
12 | 4 | 5 | 30 | 100 | 100 | 0 | 0 | 0 | 0 | 1.5 | 13.34% | 0
12 | 4 | 6 | 30 | 56.231 | 37.2057 | 0.009808 | -0.00282 | -0.0006043 | -0.00302 | 1.5 | 13.34% | 19.0253
12 | 4 | 7 | 30 | 53.257 | 11.1356 | 0.010963 | -0.00012 | -0.0009905 | -0.00495 | 1.5 | 13.34% | 42.1214
12 | 4 | 8 | 30 | 35.897 | 35.7859 | 0.077803 | -0.0239 | -0.0029035 | -0.01451 | 1.5 | 13.34% | 0.11114
12 | 4 | 9 | 30 | 17.589 | 10.9199 | 0.047284 | -0.00064 | -0.004078 | -0.02038 | 1.5 | 13.34% | 6.6691
12 | 4 | 10 | 30 | 3.526 | 6.9023 | 0.12345 | -0.00331 | -0.0048744 | -0.02436 | 1.5 | 13.34% | 3.3763
12 | 4 | 11 | 30 | 0 | 2.5409 | 0.15997 | 0 | -0.003964 | -0.01981 | 1.5 | 13.34% | 2.5409
12 | 4 | 12 | 30 | 0 | 3.4537 | 0.14535 | 0 | -0.0048524 | -0.02425 | 1.5 | 13.34% | 3.4537
12 | 4 | 13 | 30 | 1.93 | 9.7598 | 0.044951 | -2.53e-05 | -0.003974 | -0.01986 | 1.5 | 13.34% | 7.8298
12 | 4 | 14 | 30 | 15.407 | 11.3176 | 0.065289 | -0.00162 | -0.0051826 | -0.0259 | 1.5 | 13.34% | 4.0894
12 | 4 | 15 | 30 | 33.067 | 11.3244 | 0.027914 | -0.00041 | -0.0024712 | -0.01235 | 1.5 | 13.34% | 21.7426
12 | 4 | 16 | 30 | 52.533 | 33.5187 | 0.036594 | -0.00918 | -0.0023112 | -0.01155 | 1.5 | 13.34% | 19.0143
12 | 4 | 17 | 30 | 55.89 | 10.0273 | 0.00202 | 0 | -0.00018409 | -0.00092 | 1.5 | 13.34% | 45.8627
12 | 4 | 18 | 30 | 100 | 10.0953 | 1.03e-05 | 0 | -9.4447e-07 | -4.72e-06 | 1.5 | 13.34% | 89.9047
12 | 4 | 19 | 30 | 100 | 100 | 0 | 0 | 0 | 0 | 1.5 | 13.34% | 0
12 | 4 | 20 | 30 | 100 | 100 | 0 | 0 | 0 | 0 | 1.5 | 13.34% | 0
12 | 4 | 21 | 30 | 100 | 100 | 0 | 0 | 0 | 0 | 1.5 | 13.34% | 0
12 | 4 | 22 | 30 | 100 | 100 | 0 | 0 | 0 | 0 | 1.5 | 13.34% | 0
12 | 4 | 23 | 30 | 100 | 100 | 0 | 0 | 0 | 0 | 1.5 | 13.34% | 0
12 | 5 | 0 | 30 | 100 | 100 | 0 | 0 | 0 | 0 | 1.5 | 13.34% | 0
12 | 5 | 1 | 30 | 100 | 100 | 0 | 0 | 0 | 0 | 1.5 | 13.34% | 0
12 | 5 | 2 | 30 | 100 | 100 | 0 | 0 | 0 | 0 | 1.5 | 13.34% | 0
12 | 5 | 3 | 30 | 100 | 100 | 0 | 0 | 0 | 0 | 1.5 | 13.34% | 0
12 | 5 | 4 | 30 | 100 | 100 | 0 | 0 | 0 | 0 | 1.5 | 13.34% | 0
12 | 5 | 5 | 30 | 100 | 100 | 0 | 0 | 0 | 0 | 1.5 | 13.34% | 0
12 | 5 | 6 | 30 | 56.152 | 15.2232 | 0.006757 | -0.00036 | -0.00058029 | -0.0029 | 1.5 | 13.34% | 40.9288
12 | 5 | 7 | 30 | 53.033 | 76.3708 | 0.063331 | -0.04705 | -0.00074637 | -0.00373 | 1.5 | 13.34% | 23.3378
12 | 5 | 8 | 30 | 35.771 | 47.9438 | 0.1114 | -0.05187 | -0.0010405 | -0.0052 | 1.5 | 13.34% | 12.1728
12 | 5 | 9 | 30 | 17.595 | 22.0504 | 0.15209 | -0.03191 | -0.0013327 | -0.00666 | 1.5 | 13.34% | 4.4554
12 | 5 | 10 | 30 | 3.579 | 5.1996 | 0.18092 | -0.0077 | -0.0016228 | -0.00811 | 1.5 | 13.34% | 1.6206
12 | 5 | 11 | 30 | 0 | 0.98864 | 0.19459 | 0 | -0.001905 | -0.00952 | 1.5 | 13.34% | 0.98864
12 | 5 | 12 | 30 | 0 | 0.94055 | 0.19714 | 0 | -0.0018369 | -0.00918 | 1.5 | 13.34% | 0.94055
12 | 5 | 13 | 30 | 1.858 | 2.4591 | 0.18228 | -0.00267 | -0.0017689 | -0.00884 | 1.5 | 13.34% | 0.60106
12 | 5 | 14 | 30 | 15.242 | 17.8903 | 0.15542 | -0.02605 | -0.0014887 | -0.00744 | 1.5 | 13.34% | 2.6483
12 | 5 | 15 | 30 | 32.747 | 41.3089 | 0.11805 | -0.04721 | -0.0011006 | -0.0055 | 1.5 | 13.34% | 8.5619
12 | 5 | 16 | 30 | 52.246 | 72.633 | 0.070642 | -0.0499 | -0.00081641 | -0.00408 | 1.5 | 13.34% | 20.387
12 | 5 | 17 | 30 | 55.741 | 70.1228 | 0.021462 | -0.01426 | -0.00046423 | -0.00232 | 1.5 | 13.34% | 14.3818
12 | 5 | 18 | 30 | 100 | 10.0595 | 1.55e-05 | 0 | -1.4167e-06 | -7.08e-06 | 1.5 | 13.34% | 89.9405
12 | 5 | 19 | 30 | 100 | 100 | 0 | 0 | 0 | 0 | 1.5 | 13.34% | 0
12 | 5 | 20 | 30 | 100 | 100 | 0 | 0 | 0 | 0 | 1.5 | 13.34% | 0
12 | 5 | 21 | 30 | 100 | 100 | 0 | 0 | 0 | 0 | 1.5 | 13.34% | 0
12 | 5 | 22 | 30 | 100 | 100 | 0 | 0 | 0 | 0 | 1.5 | 13.34% | 0
12 | 5 | 23 | 30 | 100 | 100 | 0 | 0 | 0 | 0 | 1.5 | 13.34% | 0
12 | 6 | 0 | 30 | 100 | 100 | 0 | 0 | 0 | 0 | 1.5 | 13.34% | 0
12 | 6 | 1 | 30 | 100 | 100 | 0 | 0 | 0 | 0 | 1.5 | 13.34% | 0
12 | 6 | 2 | 30 | 100 | 100 | 0 | 0 | 0 | 0 | 1.5 | 13.34% | 0
12 | 6 | 3 | 30 | 100 | 100 | 0 | 0 | 0 | 0 | 1.5 | 13.34% | 0
12 | 6 | 4 | 30 | 100 | 100 | 0 | 0 | 0 | 0 | 1.5 | 13.34% | 0
12 | 6 | 5 | 30 | 100 | 100 | 0 | 0 | 0 | 0 | 1.5 | 13.34% | 0
12 | 6 | 6 | 30 | 55.683 | 14.9395 | 0.006391 | -0.00032 | -0.00055228 | -0.00276 | 1.5 | 13.34% | 40.7435
12 | 6 | 7 | 30 | 52.854 | 66.0811 | 0.052824 | -0.03271 | -0.0013227 | -0.00661 | 1.5 | 13.34% | 13.2271
12 | 6 | 8 | 30 | 35.796 | 43.2562 | 0.095327 | -0.03846 | -0.001937 | -0.00968 | 1.5 | 13.34% | 7.4602
12 | 6 | 9 | 30 | 17.696 | 20.9136 | 0.13461 | -0.02535 | -0.0023172 | -0.01158 | 1.5 | 13.34% | 3.2176
12 | 6 | 10 | 30 | 3.623 | 5.7525 | 0.15721 | -0.00588 | -0.0029915 | -0.01495 | 1.5 | 13.34% | 2.1295
12 | 6 | 11 | 30 | 0 | 2.2441 | 0.16529 | 0 | -0.0036278 | -0.01813 | 1.5 | 13.34% | 2.2441
12 | 6 | 12 | 30 | 0 | 2.5699 | 0.16021 | 0 | -0.004014 | -0.02006 | 1.5 | 13.34% | 2.5699
12 | 6 | 13 | 30 | 1.718 | 3.9322 | 0.1461 | -0.0017 | -0.0038919 | -0.01945 | 1.5 | 13.34% | 2.2142
12 | 6 | 14 | 30 | 15.094 | 16.3308 | 0.12346 | -0.01627 | -0.0033457 | -0.01672 | 1.5 | 13.34% | 1.2368
12 | 6 | 15 | 30 | 32.508 | 36.1627 | 0.097068 | -0.03195 | -0.0023152 | -0.01157 | 1.5 | 13.34% | 3.6547
12 | 6 | 16 | 30 | 51.881 | 64.6103 | 0.06114 | -0.03723 | -0.0013807 | -0.0069 | 1.5 | 13.34% | 12.7293
12 | 6 | 17 | 30 | 55.419 | 62.1231 | 0.019353 | -0.01103 | -0.00061231 | -0.00306 | 1.5 | 13.34% | 6.7041
12 | 6 | 18 | 30 | 100 | 10.0595 | 1.55e-05 | 0 | -1.4167e-06 | -7.08e-06 | 1.5 | 13.34% | 89.9405
12 | 6 | 19 | 30 | 100 | 100 | 0 | 0 | 0 | 0 | 1.5 | 13.34% | 0
12 | 6 | 20 | 30 | 100 | 100 | 0 | 0 | 0 | 0 | 1.5 | 13.34% | 0
12 | 6 | 21 | 30 | 100 | 100 | 0 | 0 | 0 | 0 | 1.5 | 13.34% | 0
12 | 6 | 22 | 30 | 100 | 100 | 0 | 0 | 0 | 0 | 1.5 | 13.34% | 0
12 | 6 | 23 | 30 | 100 | 100 | 0 | 0 | 0 | 0 | 1.5 | 13.34% | 0
12 | 7 | 0 | 30 | 100 | 100 | 0 | 0 | 0 | 0 | 1.5 | 13.34% | 0
12 | 7 | 1 | 30 | 100 | 100 | 0 | 0 | 0 | 0 | 1.5 | 13.34% | 0
12 | 7 | 2 | 30 | 100 | 100 | 0 | 0 | 0 | 0 | 1.5 | 13.34% | 0
12 | 7 | 3 | 30 | 100 | 100 | 0 | 0 | 0 | 0 | 1.5 | 13.34% | 0
12 | 7 | 4 | 30 | 100 | 100 | 0 | 0 | 0 | 0 | 1.5 | 13.34% | 0
12 | 7 | 5 | 30 | 100 | 100 | 0 | 0 | 0 | 0 | 1.5 | 13.34% | 0
12 | 7 | 6 | 30 | 55.403 | 10.1397 | 0.001478 | 0 | -0.00013607 | -0.00068 | 1.5 | 13.34% | 45.2633
12 | 7 | 7 | 30 | 52.514 | 11.826 | 0.01273 | -0.00023 | -0.0011406 | -0.0057 | 1.5 | 13.34% | 40.688
12 | 7 | 8 | 30 | 35.833 | 10.656 | 0.018539 | -0.00012 | -0.0016768 | -0.00838 | 1.5 | 13.34% | 25.177
12 | 7 | 9 | 30 | 17.725 | 10.1472 | 0.022439 | -2.66e-05 | -0.002043 | -0.01021 | 1.5 | 13.34% | 7.5778
12 | 7 | 10 | 30 | 3.733 | 10.0322 | 0.029188 | -1.09e-05 | -0.0026513 | -0.01325 | 1.5 | 13.34% | 6.2992
12 | 7 | 11 | 30 | 0 | 9.8659 | 0.039062 | 0 | -0.0035078 | -0.01753 | 1.5 | 13.34% | 9.8659
12 | 7 | 12 | 30 | 0 | 9.7845 | 0.043893 | 0 | -0.003912 | -0.01955 | 1.5 | 13.34% | 9.7845
12 | 7 | 13 | 30 | 1.648 | 9.8821 | 0.03751 | -1.29e-05 | -0.0033617 | -0.0168 | 1.5 | 13.34% | 8.2341
12 | 7 | 14 | 30 | 14.918 | 10.2983 | 0.032435 | -0.00014 | -0.0029014 | -0.0145 | 1.5 | 13.34% | 4.6197
12 | 7 | 15 | 30 | 32.214 | 10.9951 | 0.024918 | -0.00027 | -0.0022251 | -0.01112 | 1.5 | 13.34% | 21.2189
12 | 7 | 16 | 30 | 51.555 | 12.4077 | 0.016548 | -0.0004 | -0.0014707 | -0.00735 | 1.5 | 13.34% | 39.1473
12 | 7 | 17 | 30 | 55.074 | 11.885 | 0.005307 | -9.79e-05 | -0.00047624 | -0.00238 | 1.5 | 13.34% | 43.189
12 | 7 | 18 | 30 | 100 | 10.0595 | 1.55e-05 | 0 | -1.4167e-06 | -7.08e-06 | 1.5 | 13.34% | 89.9405
12 | 7 | 19 | 30 | 100 | 100 | 0 | 0 | 0 | 0 | 1.5 | 13.34% | 0
12 | 7 | 20 | 30 | 100 | 100 | 0 | 0 | 0 | 0 | 1.5 | 13.34% | 0
12 | 7 | 21 | 30 | 100 | 100 | 0 | 0 | 0 | 0 | 1.5 | 13.34% | 0
12 | 7 | 22 | 30 | 100 | 100 | 0 | 0 | 0 | 0 | 1.5 | 13.34% | 0
12 | 7 | 23 | 30 | 100 | 100 | 0 | 0 | 0 | 0 | 1.5 | 13.34% | 0
12 | 8 | 0 | 30 | 100 | 100 | 0 | 0 | 0 | 0 | 1.5 | 13.34% | 0
12 | 8 | 1 | 30 | 100 | 100 | 0 | 0 | 0 | 0 | 1.5 | 13.34% | 0
12 | 8 | 2 | 30 | 100 | 100 | 0 | 0 | 0 | 0 | 1.5 | 13.34% | 0
12 | 8 | 3 | 30 | 100 | 100 | 0 | 0 | 0 | 0 | 1.5 | 13.34% | 0
12 | 8 | 4 | 30 | 100 | 100 | 0 | 0 | 0 | 0 | 1.5 | 13.34% | 0
12 | 8 | 5 | 30 | 100 | 100 | 0 | 0 | 0 | 0 | 1.5 | 13.34% | 0
12 | 8 | 6 | 30 | 55.225 | 12.3063 | 0.004022 | -9.27e-05 | -0.00035818 | -0.00179 | 1.5 | 13.34% | 42.9187
12 | 8 | 7 | 30 | 52.367 | 15.7209 | 0.022718 | -0.00133 | -0.001937 | -0.00968 | 1.5 | 13.34% | 36.6461
12 | 8 | 8 | 30 | 35.848 | 16.3903 | 0.045329 | -0.00327 | -0.0035738 | -0.01786 | 1.5 | 13.34% | 19.4577
12 | 8 | 9 | 30 | 17.798 | 10.7729 | 0.056052 | -0.00063 | -0.0048824 | -0.0244 | 1.5 | 13.34% | 7.0251
12 | 8 | 10 | 30 | 3.789 | 9.7176 | 0.057869 | -0.00017 | -0.0049705 | -0.02484 | 1.5 | 13.34% | 5.9286
12 | 8 | 11 | 30 | 0 | 9.4864 | 0.058752 | 0 | -0.0050905 | -0.02544 | 1.5 | 13.34% | 9.4864
12 | 8 | 12 | 30 | 0 | 9.9376 | 0.035308 | 0 | -0.0031916 | -0.01595 | 1.5 | 13.34% | 9.9376
12 | 8 | 13 | 30 | 1.53 | 9.9023 | 0.036336 | -1.13e-05 | -0.0032636 | -0.01631 | 1.5 | 13.34% | 8.3723
12 | 8 | 14 | 30 | 14.778 | 10.2633 | 0.031481 | -0.00012 | -0.0028214 | -0.0141 | 1.5 | 13.34% | 4.5147
12 | 8 | 15 | 30 | 32.031 | 10.4674 | 0.019328 | -8.9e-05 | -0.0017509 | -0.00875 | 1.5 | 13.34% | 21.5636
12 | 8 | 16 | 30 | 51.311 | 10.9768 | 0.011886 | -0.00011 | -0.0010765 | -0.00538 | 1.5 | 13.34% | 40.3342
12 | 8 | 17 | 30 | 54.77 | 11.0941 | 0.004383 | -4.61e-05 | -0.0003962 | -0.00198 | 1.5 | 13.34% | 43.6759
12 | 8 | 18 | 30 | 100 | 10.0252 | 2.24e-05 | 0 | -2.041e-06 | -1.02e-05 | 1.5 | 13.34% | 89.9748
12 | 8 | 19 | 30 | 100 | 100 | 0 | 0 | 0 | 0 | 1.5 | 13.34% | 0
12 | 8 | 20 | 30 | 100 | 100 | 0 | 0 | 0 | 0 | 1.5 | 13.34% | 0
12 | 8 | 21 | 30 | 100 | 100 | 0 | 0 | 0 | 0 | 1.5 | 13.34% | 0
12 | 8 | 22 | 30 | 100 | 100 | 0 | 0 | 0 | 0 | 1.5 | 13.34% | 0
12 | 8 | 23 | 30 | 100 | 100 | 0 | 0 | 0 | 0 | 1.5 | 13.34% | 0
12 | 9 | 0 | 30 | 100 | 100 | 0 | 0 | 0 | 0 | 1.5 | 13.34% | 0
12 | 9 | 1 | 30 | 100 | 100 | 0 | 0 | 0 | 0 | 1.5 | 13.34% | 0
12 | 9 | 2 | 30 | 100 | 100 | 0 | 0 | 0 | 0 | 1.5 | 13.34% | 0
12 | 9 | 3 | 30 | 100 | 100 | 0 | 0 | 0 | 0 | 1.5 | 13.34% | 0
12 | 9 | 4 | 30 | 100 | 100 | 0 | 0 | 0 | 0 | 1.5 | 13.34% | 0
12 | 9 | 5 | 30 | 100 | 100 | 0 | 0 | 0 | 0 | 1.5 | 13.34% | 0
12 | 9 | 6 | 30 | 54.969 | 10.0882 | 0.001332 | 0 | -0.00012206 | -0.00061 | 1.5 | 13.34% | 44.8808
12 | 9 | 7 | 30 | 52.092 | 36.7272 | 0.03316 | -0.00941 | -0.002025 | -0.01012 | 1.5 | 13.34% | 15.3648
12 | 9 | 8 | 30 | 35.808 | 28.4941 | 0.063029 | -0.01364 | -0.0033617 | -0.0168 | 1.5 | 13.34% | 7.3139
12 | 9 | 9 | 30 | 17.861 | 19.6372 | 0.11874 | -0.01953 | -0.0031656 | -0.01582 | 1.5 | 13.34% | 1.7762
12 | 9 | 10 | 30 | 3.875 | 9.6968 | 0.05924 | -0.00018 | -0.0050725 | -0.02535 | 1.5 | 13.34% | 5.8218
12 | 9 | 11 | 30 | 0 | 5.0988 | 0.12089 | 0 | -0.0058649 | -0.02931 | 1.5 | 13.34% | 5.0988
12 | 9 | 12 | 30 | 0 | 9.5741 | 0.054665 | 0 | -0.0047764 | -0.02387 | 1.5 | 13.34% | 9.5741
12 | 9 | 13 | 30 | 1.431 | 9.8547 | 0.039192 | -1.54e-05 | -0.0035018 | -0.0175 | 1.5 | 13.34% | 8.4237
12 | 9 | 14 | 30 | 14.626 | 10.6188 | 0.048567 | -0.00052 | -0.0041921 | -0.02095 | 1.5 | 13.34% | 4.0072
12 | 9 | 15 | 30 | 31.779 | 27.3554 | 0.073702 | -0.01574 | -0.0034717 | -0.01735 | 1.5 | 13.34% | 4.4236
12 | 9 | 16 | 30 | 50.989 | 73.8282 | 0.073747 | -0.05318 | -0.00072836 | -0.00364 | 1.5 | 13.34% | 22.8392
12 | 9 | 17 | 30 | 54.55 | 75.0506 | 0.031469 | -0.02277 | -0.00048424 | -0.00242 | 1.5 | 13.34% | 20.5006
12 | 9 | 18 | 30 | 100 | 9.7615 | 0.00036 | 0 | -3.2016e-05 | -0.00016 | 1.5 | 13.34% | 90.2385
12 | 9 | 19 | 30 | 100 | 100 | 0 | 0 | 0 | 0 | 1.5 | 13.34% | 0
12 | 9 | 20 | 30 | 100 | 100 | 0 | 0 | 0 | 0 | 1.5 | 13.34% | 0
12 | 9 | 21 | 30 | 100 | 100 | 0 | 0 | 0 | 0 | 1.5 | 13.34% | 0
12 | 9 | 22 | 30 | 100 | 100 | 0 | 0 | 0 | 0 | 1.5 | 13.34% | 0
12 | 9 | 23 | 30 | 100 | 100 | 0 | 0 | 0 | 0 | 1.5 | 13.34% | 0
12 | 10 | 0 | 30 | 100 | 100 | 0 | 0 | 0 | 0 | 1.5 | 13.34% | 0
12 | 10 | 1 | 30 | 100 | 100 | 0 | 0 | 0 | 0 | 1.5 | 13.34% | 0
12 | 10 | 2 | 30 | 100 | 100 | 0 | 0 | 0 | 0 | 1.5 | 13.34% | 0
12 | 10 | 3 | 30 | 100 | 100 | 0 | 0 | 0 | 0 | 1.5 | 13.34% | 0
12 | 10 | 4 | 30 | 100 | 100 | 0 | 0 | 0 | 0 | 1.5 | 13.34% | 0
12 | 10 | 5 | 30 | 100 | 100 | 0 | 0 | 0 | 0 | 1.5 | 13.34% | 0
12 | 10 | 6 | 30 | 54.79 | 25.1055 | 0.007273 | -0.00114 | -0.00054827 | -0.00274 | 1.5 | 13.34% | 29.6845
12 | 10 | 7 | 30 | 51.964 | 75.7681 | 0.07493 | -0.05512 | -0.00094047 | -0.0047 | 1.5 | 13.34% | 23.8041
12 | 10 | 8 | 30 | 35.91 | 47.3474 | 0.13471 | -0.06165 | -0.0014467 | -0.00723 | 1.5 | 13.34% | 11.4374
12 | 10 | 9 | 30 | 17.873 | 21.9956 | 0.1843 | -0.03848 | -0.0016868 | -0.00843 | 1.5 | 13.34% | 4.1226
12 | 10 | 10 | 30 | 3.966 | 5.0739 | 0.21904 | -0.00927 | -0.0017549 | -0.00877 | 1.5 | 13.34% | 1.1079
12 | 10 | 11 | 30 | 0 | 0.7468 | 0.23782 | 0 | -0.0017629 | -0.00881 | 1.5 | 13.34% | 0.7468
12 | 10 | 12 | 30 | 0 | 0.73545 | 0.2379 | 0 | -0.0017369 | -0.00868 | 1.5 | 13.34% | 0.73545
12 | 10 | 13 | 30 | 1.382 | 2.2869 | 0.21975 | -0.0033 | -0.0016868 | -0.00843 | 1.5 | 13.34% | 0.90488
12 | 10 | 14 | 30 | 14.449 | 17.9842 | 0.18486 | -0.03139 | -0.0015728 | -0.00786 | 1.5 | 13.34% | 3.5352
12 | 10 | 15 | 30 | 31.476 | 40.6874 | 0.13612 | -0.05352 | -0.0013247 | -0.00662 | 1.5 | 13.34% | 9.2114
12 | 10 | 16 | 30 | 50.799 | 77.0517 | 0.079879 | -0.06079 | -0.00042821 | -0.00214 | 1.5 | 13.34% | 26.2527
12 | 10 | 17 | 30 | 54.366 | 70.0963 | 0.02296 | -0.01525 | -0.00049625 | -0.00248 | 1.5 | 13.34% | 15.7303
12 | 10 | 18 | 30 | 100 | 10.0732 | 2.93e-05 | 0 | -2.6813e-06 | -1.34e-05 | 1.5 | 13.34% | 89.9268
12 | 10 | 19 | 30 | 100 | 100 | 0 | 0 | 0 | 0 | 1.5 | 13.34% | 0
12 | 10 | 20 | 30 | 100 | 100 | 0 | 0 | 0 | 0 | 1.5 | 13.34% | 0
12 | 10 | 21 | 30 | 100 | 100 | 0 | 0 | 0 | 0 | 1.5 | 13.34% | 0
12 | 10 | 22 | 30 | 100 | 100 | 0 | 0 | 0 | 0 | 1.5 | 13.34% | 0
12 | 10 | 23 | 30 | 100 | 100 | 0 | 0 | 0 | 0 | 1.5 | 13.34% | 0
12 | 11 | 0 | 30 | 100 | 100 | 0 | 0 | 0 | 0 | 1.5 | 13.34% | 0
12 | 11 | 1 | 30 | 100 | 100 | 0 | 0 | 0 | 0 | 1.5 | 13.34% | 0
12 | 11 | 2 | 30 | 100 | 100 | 0 | 0 | 0 | 0 | 1.5 | 13.34% | 0
12 | 11 | 3 | 30 | 100 | 100 | 0 | 0 | 0 | 0 | 1.5 | 13.34% | 0
12 | 11 | 4 | 30 | 100 | 100 | 0 | 0 | 0 | 0 | 1.5 | 13.34% | 0
12 | 11 | 5 | 30 | 100 | 100 | 0 | 0 | 0 | 0 | 1.5 | 13.34% | 0
12 | 11 | 6 | 30 | 54.603 | 16.0529 | 0.006619 | -0.00041 | -0.00056228 | -0.00281 | 1.5 | 13.34% | 38.5501
12 | 11 | 7 | 30 | 51.704 | 75.7482 | 0.074725 | -0.05495 | -0.00094047 | -0.0047 | 1.5 | 13.34% | 24.0442
12 | 11 | 8 | 30 | 35.934 | 46.757 | 0.13579 | -0.06133 | -0.0014727 | -0.00736 | 1.5 | 13.34% | 10.823
12 | 11 | 9 | 30 | 18.004 | 22.0053 | 0.18168 | -0.03797 | -0.0016468 | -0.00823 | 1.5 | 13.34% | 4.0013
12 | 11 | 10 | 30 | 4.03 | 5.0772 | 0.22066 | -0.00933 | -0.0017829 | -0.00891 | 1.5 | 13.34% | 1.0472
12 | 11 | 11 | 30 | 0 | 4.0459 | 0.13477 | 0 | -0.0052406 | -0.02619 | 1.5 | 13.34% | 4.0459
12 | 11 | 12 | 30 | 0 | 4.4174 | 0.13083 | 0 | -0.0055348 | -0.02766 | 1.5 | 13.34% | 4.4174
12 | 11 | 13 | 30 | 1.296 | 5.2275 | 0.12317 | -0.00108 | -0.0050925 | -0.02545 | 1.5 | 13.34% | 3.9315
12 | 11 | 14 | 30 | 14.306 | 15.0563 | 0.10523 | -0.01088 | -0.0043142 | -0.02156 | 1.5 | 13.34% | 0.75026
12 | 11 | 15 | 30 | 31.318 | 28.7325 | 0.077412 | -0.01792 | -0.0033577 | -0.01678 | 1.5 | 13.34% | 2.5855
12 | 11 | 16 | 30 | 50.476 | 49.3681 | 0.048603 | -0.02088 | -0.002085 | -0.01042 | 1.5 | 13.34% | 1.1079
12 | 11 | 17 | 30 | 54.175 | 36.6894 | 0.014237 | -0.00402 | -0.00088044 | -0.0044 | 1.5 | 13.34% | 17.4856
12 | 11 | 18 | 30 | 100 | 10.0936 | 2.75e-05 | 0 | -2.5213e-06 | -1.26e-05 | 1.5 | 13.34% | 89.9064
12 | 11 | 19 | 30 | 100 | 100 | 0 | 0 | 0 | 0 | 1.5 | 13.34% | 0
12 | 11 | 20 | 30 | 100 | 100 | 0 | 0 | 0 | 0 | 1.5 | 13.34% | 0
12 | 11 | 21 | 30 | 100 | 100 | 0 | 0 | 0 | 0 | 1.5 | 13.34% | 0
12 | 11 | 22 | 30 | 100 | 100 | 0 | 0 | 0 | 0 | 1.5 | 13.34% | 0
12 | 11 | 23 | 30 | 100 | 100 | 0 | 0 | 0 | 0 | 1.5 | 13.34% | 0
12 | 12 | 0 | 30 | 100 | 100 | 0 | 0 | 0 | 0 | 1.5 | 13.34% | 0
12 | 12 | 1 | 30 | 100 | 100 | 0 | 0 | 0 | 0 | 1.5 | 13.34% | 0
12 | 12 | 2 | 30 | 100 | 100 | 0 | 0 | 0 | 0 | 1.5 | 13.34% | 0
12 | 12 | 3 | 30 | 100 | 100 | 0 | 0 | 0 | 0 | 1.5 | 13.34% | 0
12 | 12 | 4 | 30 | 100 | 100 | 0 | 0 | 0 | 0 | 1.5 | 13.34% | 0
12 | 12 | 5 | 30 | 100 | 100 | 0 | 0 | 0 | 0 | 1.5 | 13.34% | 0
12 | 12 | 6 | 30 | 54.449 | 14.3389 | 0.005242 | -0.00023 | -0.00045623 | -0.00228 | 1.5 | 13.34% | 40.1101
12 | 12 | 7 | 30 | 51.543 | 55.1602 | 0.043139 | -0.0212 | -0.0016728 | -0.00836 | 1.5 | 13.34% | 3.6172
12 | 12 | 8 | 30 | 36.049 | 41.4051 | 0.089784 | -0.03419 | -0.0021111 | -0.01055 | 1.5 | 13.34% | 5.3561
12 | 12 | 9 | 30 | 18.052 | 21.643 | 0.14323 | -0.02894 | -0.0016928 | -0.00846 | 1.5 | 13.34% | 3.591
12 | 12 | 10 | 30 | 4.104 | 9.6995 | 0.058262 | -0.00017 | -0.0049965 | -0.02497 | 1.5 | 13.34% | 5.5955
12 | 12 | 11 | 30 | 0 | 7.9591 | 0.08946 | 0 | -0.0065953 | -0.03296 | 1.5 | 13.34% | 7.9591
12 | 12 | 12 | 30 | 0 | 5.1265 | 0.12146 | 0 | -0.005923 | -0.0296 | 1.5 | 13.34% | 5.1265
12 | 12 | 13 | 30 | 1.168 | 3.6283 | 0.15207 | -0.00181 | -0.0035778 | -0.01788 | 1.5 | 13.34% | 2.4603
12 | 12 | 14 | 30 | 14.218 | 13.4814 | 0.086686 | -0.00603 | -0.0049845 | -0.02491 | 1.5 | 13.34% | 0.73662
12 | 12 | 15 | 30 | 31.038 | 17.2659 | 0.053126 | -0.00459 | -0.003908 | -0.01953 | 1.5 | 13.34% | 13.7721
12 | 12 | 16 | 30 | 50.336 | 58.2964 | 0.056415 | -0.03011 | -0.0017549 | -0.00877 | 1.5 | 13.34% | 7.9604
12 | 12 | 17 | 30 | 54.13 | 57.2038 | 0.019494 | -0.01 | -0.00073237 | -0.00366 | 1.5 | 13.34% | 3.0738
12 | 12 | 18 | 30 | 100 | 10.0823 | 9.46e-05 | 0 | -8.6643e-06 | -4.33e-05 | 1.5 | 13.34% | 89.9177
12 | 12 | 19 | 30 | 100 | 100 | 0 | 0 | 0 | 0 | 1.5 | 13.34% | 0
12 | 12 | 20 | 30 | 100 | 100 | 0 | 0 | 0 | 0 | 1.5 | 13.34% | 0
12 | 12 | 21 | 30 | 100 | 100 | 0 | 0 | 0 | 0 | 1.5 | 13.34% | 0
12 | 12 | 22 | 30 | 100 | 100 | 0 | 0 | 0 | 0 | 1.5 | 13.34% | 0
12 | 12 | 23 | 30 | 100 | 100 | 0 | 0 | 0 | 0 | 1.5 | 13.34% | 0
12 | 13 | 0 | 30 | 100 | 100 | 0 | 0 | 0 | 0 | 1.5 | 13.34% | 0
12 | 13 | 1 | 30 | 100 | 100 | 0 | 0 | 0 | 0 | 1.5 | 13.34% | 0
12 | 13 | 2 | 30 | 100 | 100 | 0 | 0 | 0 | 0 | 1.5 | 13.34% | 0
12 | 13 | 3 | 30 | 100 | 100 | 0 | 0 | 0 | 0 | 1.5 | 13.34% | 0
12 | 13 | 4 | 30 | 100 | 100 | 0 | 0 | 0 | 0 | 1.5 | 13.34% | 0
12 | 13 | 5 | 30 | 100 | 100 | 0 | 0 | 0 | 0 | 1.5 | 13.34% | 0
12 | 13 | 6 | 30 | 54.368 | 15.0189 | 0.00567 | -0.00029 | -0.00048824 | -0.00244 | 1.5 | 13.34% | 39.3491
12 | 13 | 7 | 30 | 51.546 | 78.5164 | 0.063381 | -0.04875 | -0.00056828 | -0.00284 | 1.5 | 13.34% | 26.9704
12 | 13 | 8 | 30 | 36.053 | 48.9552 | 0.11584 | -0.05575 | -0.00064432 | -0.00322 | 1.5 | 13.34% | 12.9022
12 | 13 | 9 | 30 | 18.158 | 22.5517 | 0.15976 | -0.03506 | -0.0007904 | -0.00395 | 1.5 | 13.34% | 4.3937
12 | 13 | 10 | 30 | 4.222 | 5.0262 | 0.1905 | -0.00815 | -0.0013567 | -0.00678 | 1.5 | 13.34% | 0.80418
12 | 13 | 11 | 30 | 0 | 0.66432 | 0.20861 | 0 | -0.0013767 | -0.00688 | 1.5 | 13.34% | 0.66432
12 | 13 | 12 | 30 | 0 | 0.65989 | 0.21122 | 0 | -0.0013847 | -0.00692 | 1.5 | 13.34% | 0.65989
12 | 13 | 13 | 30 | 1.13 | 2.1882 | 0.19783 | -0.00292 | -0.0013787 | -0.00689 | 1.5 | 13.34% | 1.0582
12 | 13 | 14 | 30 | 14.018 | 17.8175 | 0.17018 | -0.02874 | -0.0013427 | -0.00671 | 1.5 | 13.34% | 3.7995
12 | 13 | 15 | 30 | 30.831 | 42.5293 | 0.13115 | -0.05497 | -0.00056628 | -0.00283 | 1.5 | 13.34% | 11.6983
12 | 13 | 16 | 30 | 50.039 | 76.7338 | 0.080374 | -0.06085 | -0.00046623 | -0.00233 | 1.5 | 13.34% | 26.6948
12 | 13 | 17 | 30 | 53.718 | 76.3866 | 0.026456 | -0.01957 | -0.00036218 | -0.00181 | 1.5 | 13.34% | 22.6686
12 | 13 | 18 | 30 | 100 | 10.1066 | 3.27e-05 | 0 | -3.0015e-06 | -1.5e-05 | 1.5 | 13.34% | 89.8934
12 | 13 | 19 | 30 | 100 | 100 | 0 | 0 | 0 | 0 | 1.5 | 13.34% | 0
12 | 13 | 20 | 30 | 100 | 100 | 0 | 0 | 0 | 0 | 1.5 | 13.34% | 0
12 | 13 | 21 | 30 | 100 | 100 | 0 | 0 | 0 | 0 | 1.5 | 13.34% | 0
12 | 13 | 22 | 30 | 100 | 100 | 0 | 0 | 0 | 0 | 1.5 | 13.34% | 0
12 | 13 | 23 | 30 | 100 | 100 | 0 | 0 | 0 | 0 | 1.5 | 13.34% | 0
12 | 14 | 0 | 30 | 100 | 100 | 0 | 0 | 0 | 0 | 1.5 | 13.34% | 0
12 | 14 | 1 | 30 | 100 | 100 | 0 | 0 | 0 | 0 | 1.5 | 13.34% | 0
12 | 14 | 2 | 30 | 100 | 100 | 0 | 0 | 0 | 0 | 1.5 | 13.34% | 0
12 | 14 | 3 | 30 | 100 | 100 | 0 | 0 | 0 | 0 | 1.5 | 13.34% | 0
12 | 14 | 4 | 30 | 100 | 100 | 0 | 0 | 0 | 0 | 1.5 | 13.34% | 0
12 | 14 | 5 | 30 | 100 | 100 | 0 | 0 | 0 | 0 | 1.5 | 13.34% | 0
12 | 14 | 6 | 30 | 54.212 | 39.6189 | 0.00838 | -0.00263 | -0.00049425 | -0.00247 | 1.5 | 13.34% | 14.5931
12 | 14 | 7 | 30 | 51.316 | 22.7516 | 0.025632 | -0.0034 | -0.001981 | -0.0099 | 1.5 | 13.34% | 28.5644
12 | 14 | 8 | 30 | 36.109 | 13.3537 | 0.038538 | -0.00144 | -0.0032696 | -0.01634 | 1.5 | 13.34% | 22.7553
12 | 14 | 9 | 30 | 18.263 | 10.9438 | 0.047068 | -0.00066 | -0.004048 | -0.02023 | 1.5 | 13.34% | 7.3192
12 | 14 | 10 | 30 | 4.271 | 9.0421 | 0.079084 | -0.00064 | -0.005971 | -0.02984 | 1.5 | 13.34% | 4.7711
12 | 14 | 11 | 30 | 0 | 6.6752 | 0.1022 | 0 | -0.0063952 | -0.03196 | 1.5 | 13.34% | 6.6752
12 | 14 | 12 | 30 | 0 | 1.8757 | 0.17367 | 0 | -0.0031976 | -0.01598 | 1.5 | 13.34% | 1.8757
12 | 14 | 13 | 30 | 0.989 | 6.4921 | 0.10531 | -0.00067 | -0.0057909 | -0.02894 | 1.5 | 13.34% | 5.5031
12 | 14 | 14 | 30 | 13.87 | 11.6843 | 0.06952 | -0.00227 | -0.0052406 | -0.02619 | 1.5 | 13.34% | 2.1857
12 | 14 | 15 | 30 | 30.665 | 40.6981 | 0.13779 | -0.0542 | -0.0013347 | -0.00667 | 1.5 | 13.34% | 10.0331
12 | 14 | 16 | 30 | 49.873 | 71.5365 | 0.10031 | -0.06951 | -0.0013107 | -0.00655 | 1.5 | 13.34% | 21.6635
12 | 14 | 17 | 30 | 53.651 | 75.309 | 0.033747 | -0.02452 | -0.00051026 | -0.00255 | 1.5 | 13.34% | 21.658
12 | 14 | 18 | 30 | 100 | 10.4475 | 0.000275 | 0 | -2.6013e-05 | -0.00013 | 1.5 | 13.34% | 89.5525
12 | 14 | 19 | 30 | 100 | 100 | 0 | 0 | 0 | 0 | 1.5 | 13.34% | 0
12 | 14 | 20 | 30 | 100 | 100 | 0 | 0 | 0 | 0 | 1.5 | 13.34% | 0
12 | 14 | 21 | 30 | 100 | 100 | 0 | 0 | 0 | 0 | 1.5 | 13.34% | 0
12 | 14 | 22 | 30 | 100 | 100 | 0 | 0 | 0 | 0 | 1.5 | 13.34% | 0
12 | 14 | 23 | 30 | 100 | 100 | 0 | 0 | 0 | 0 | 1.5 | 13.34% | 0
12 | 15 | 0 | 30 | 100 | 100 | 0 | 0 | 0 | 0 | 1.5 | 13.34% | 0
12 | 15 | 1 | 30 | 100 | 100 | 0 | 0 | 0 | 0 | 1.5 | 13.34% | 0
12 | 15 | 2 | 30 | 100 | 100 | 0 | 0 | 0 | 0 | 1.5 | 13.34% | 0
12 | 15 | 3 | 30 | 100 | 100 | 0 | 0 | 0 | 0 | 1.5 | 13.34% | 0
12 | 15 | 4 | 30 | 100 | 100 | 0 | 0 | 0 | 0 | 1.5 | 13.34% | 0
12 | 15 | 5 | 30 | 100 | 100 | 0 | 0 | 0 | 0 | 1.5 | 13.34% | 0
12 | 15 | 6 | 30 | 54.065 | 10.1369 | 0.001174 | 0 | -0.00010805 | -0.00054 | 1.5 | 13.34% | 43.9281
12 | 15 | 7 | 30 | 51.263 | 33.148 | 0.030219 | -0.00739 | -0.001973 | -0.00986 | 1.5 | 13.34% | 18.115
12 | 15 | 8 | 30 | 36.244 | 36.3128 | 0.078098 | -0.02474 | -0.0026553 | -0.01327 | 1.5 | 13.34% | 0.068774
12 | 15 | 9 | 30 | 18.373 | 15.2354 | 0.080993 | -0.00696 | -0.0046683 | -0.02333 | 1.5 | 13.34% | 3.1376
12 | 15 | 10 | 30 | 4.375 | 8.9969 | 0.079862 | -0.00069 | -0.005959 | -0.02978 | 1.5 | 13.34% | 4.6219
12 | 15 | 11 | 30 | 0 | 7.3714 | 0.094959 | 0 | -0.0065193 | -0.03258 | 1.5 | 13.34% | 7.3714
12 | 15 | 12 | 30 | 0 | 2.7213 | 0.15718 | 0 | -0.0041641 | -0.02081 | 1.5 | 13.34% | 2.7213
12 | 15 | 13 | 30 | 0.906 | 3.5188 | 0.15463 | -0.00187 | -0.0034497 | -0.01724 | 1.5 | 13.34% | 2.6128
12 | 15 | 14 | 30 | 13.794 | 15.5051 | 0.11431 | -0.01318 | -0.003934 | -0.01966 | 1.5 | 13.34% | 1.7111
12 | 15 | 15 | 30 | 30.397 | 29.8314 | 0.081014 | -0.01992 | -0.0032716 | -0.01635 | 1.5 | 13.34% | 0.5656
12 | 15 | 16 | 30 | 49.647 | 53.6662 | 0.053022 | -0.02542 | -0.001975 | -0.00987 | 1.5 | 13.34% | 4.0192
12 | 15 | 17 | 30 | 53.459 | 63.0033 | 0.02204 | -0.01279 | -0.00067234 | -0.00336 | 1.5 | 13.34% | 9.5443
12 | 15 | 18 | 30 | 100 | 10.0735 | 0.000136 | 0 | -1.2446e-05 | -6.22e-05 | 1.5 | 13.34% | 89.9265
12 | 15 | 19 | 30 | 100 | 100 | 0 | 0 | 0 | 0 | 1.5 | 13.34% | 0
12 | 15 | 20 | 30 | 100 | 100 | 0 | 0 | 0 | 0 | 1.5 | 13.34% | 0
12 | 15 | 21 | 30 | 100 | 100 | 0 | 0 | 0 | 0 | 1.5 | 13.34% | 0
12 | 15 | 22 | 30 | 100 | 100 | 0 | 0 | 0 | 0 | 1.5 | 13.34% | 0
12 | 15 | 23 | 30 | 100 | 100 | 0 | 0 | 0 | 0 | 1.5 | 13.34% | 0
12 | 16 | 0 | 30 | 100 | 100 | 0 | 0 | 0 | 0 | 1.5 | 13.34% | 0
12 | 16 | 1 | 30 | 100 | 100 | 0 | 0 | 0 | 0 | 1.5 | 13.34% | 0
12 | 16 | 2 | 30 | 100 | 100 | 0 | 0 | 0 | 0 | 1.5 | 13.34% | 0
12 | 16 | 3 | 30 | 100 | 100 | 0 | 0 | 0 | 0 | 1.5 | 13.34% | 0
12 | 16 | 4 | 30 | 100 | 100 | 0 | 0 | 0 | 0 | 1.5 | 13.34% | 0
12 | 16 | 5 | 30 | 100 | 100 | 0 | 0 | 0 | 0 | 1.5 | 13.34% | 0
12 | 16 | 6 | 30 | 53.885 | 9.9867 | 0.001168 | 0 | -0.00010605 | -0.00053 | 1.5 | 13.34% | 43.8983
12 | 16 | 7 | 30 | 51.202 | 41.2922 | 0.034099 | -0.0114 | -0.0018969 | -0.00948 | 1.5 | 13.34% | 9.9098
12 | 16 | 8 | 30 | 36.356 | 31.9207 | 0.068826 | -0.01796 | -0.0030395 | -0.01519 | 1.5 | 13.34% | 4.4353
12 | 16 | 9 | 30 | 18.449 | 15.8741 | 0.085162 | -0.00826 | -0.0045383 | -0.02268 | 1.5 | 13.34% | 2.5749
12 | 16 | 10 | 30 | 4.456 | 8.0425 | 0.096187 | -0.00157 | -0.0057069 | -0.02852 | 1.5 | 13.34% | 3.5865
12 | 16 | 11 | 30 | 0 | 6.3668 | 0.10537 | 0 | -0.0063072 | -0.03152 | 1.5 | 13.34% | 6.3668
12 | 16 | 12 | 30 | 0 | 7.106 | 0.098866 | 0 | -0.0065593 | -0.03278 | 1.5 | 13.34% | 7.106
12 | 16 | 13 | 30 | 0.829 | 9.6335 | 0.06925 | -5.26e-05 | -0.006037 | -0.03017 | 1.5 | 13.34% | 8.8045
12 | 16 | 14 | 30 | 13.576 | 10.5162 | 0.059304 | -0.00052 | -0.0051726 | -0.02585 | 1.5 | 13.34% | 3.0598
12 | 16 | 15 | 30 | 30.235 | 17.4738 | 0.054055 | -0.00481 | -0.003946 | -0.01972 | 1.5 | 13.34% | 12.7612
12 | 16 | 16 | 30 | 49.392 | 37.7511 | 0.041225 | -0.01228 | -0.0023832 | -0.01191 | 1.5 | 13.34% | 11.6409
12 | 16 | 17 | 30 | 53.495 | 36.314 | 0.015026 | -0.00418 | -0.00093647 | -0.00468 | 1.5 | 13.34% | 17.181
12 | 16 | 18 | 30 | 100 | 10.0667 | 7.92e-05 | 0 | -7.2436e-06 | -3.62e-05 | 1.5 | 13.34% | 89.9333
12 | 16 | 19 | 30 | 100 | 100 | 0 | 0 | 0 | 0 | 1.5 | 13.34% | 0
12 | 16 | 20 | 30 | 100 | 100 | 0 | 0 | 0 | 0 | 1.5 | 13.34% | 0
12 | 16 | 21 | 30 | 100 | 100 | 0 | 0 | 0 | 0 | 1.5 | 13.34% | 0
12 | 16 | 22 | 30 | 100 | 100 | 0 | 0 | 0 | 0 | 1.5 | 13.34% | 0
12 | 16 | 23 | 30 | 100 | 100 | 0 | 0 | 0 | 0 | 1.5 | 13.34% | 0
12 | 17 | 0 | 30 | 100 | 100 | 0 | 0 | 0 | 0 | 1.5 | 13.34% | 0
12 | 17 | 1 | 30 | 100 | 100 | 0 | 0 | 0 | 0 | 1.5 | 13.34% | 0
12 | 17 | 2 | 30 | 100 | 100 | 0 | 0 | 0 | 0 | 1.5 | 13.34% | 0
12 | 17 | 3 | 30 | 100 | 100 | 0 | 0 | 0 | 0 | 1.5 | 13.34% | 0
12 | 17 | 4 | 30 | 100 | 100 | 0 | 0 | 0 | 0 | 1.5 | 13.34% | 0
12 | 17 | 5 | 30 | 100 | 100 | 0 | 0 | 0 | 0 | 1.5 | 13.34% | 0
12 | 17 | 6 | 30 | 53.913 | 10.1682 | 0.001084 | 0 | -0.00010005 | -0.0005 | 1.5 | 13.34% | 43.7448
12 | 17 | 7 | 30 | 51.141 | 14.1707 | 0.017922 | -0.00076 | -0.0015588 | -0.00779 | 1.5 | 13.34% | 36.9703
12 | 17 | 8 | 30 | 36.45 | 12.9892 | 0.036009 | -0.0012 | -0.0030775 | -0.01538 | 1.5 | 13.34% | 23.4608
12 | 17 | 9 | 30 | 18.559 | 10.8694 | 0.044953 | -0.00058 | -0.0038839 | -0.01941 | 1.5 | 13.34% | 7.6896
12 | 17 | 10 | 30 | 4.533 | 9.7023 | 0.057749 | -0.00017 | -0.0049525 | -0.02475 | 1.5 | 13.34% | 5.1693
12 | 17 | 11 | 30 | 0 | 9.5561 | 0.070152 | 0 | -0.0061191 | -0.03058 | 1.5 | 13.34% | 9.5561
12 | 17 | 12 | 30 | 0 | 9.5598 | 0.068293 | 0 | -0.005959 | -0.02978 | 1.5 | 13.34% | 9.5598
12 | 17 | 13 | 30 | 0.734 | 9.64 | 0.065232 | -4.89e-05 | -0.0056908 | -0.02844 | 1.5 | 13.34% | 8.906
12 | 17 | 14 | 30 | 13.526 | 10.6051 | 0.049449 | -0.00053 | -0.0042621 | -0.0213 | 1.5 | 13.34% | 2.9209
12 | 17 | 15 | 30 | 30.081 | 12.1532 | 0.037033 | -0.00091 | -0.0032016 | -0.016 | 1.5 | 13.34% | 17.9278
12 | 17 | 16 | 30 | 49.305 | 15.6828 | 0.027614 | -0.00162 | -0.0023432 | -0.01171 | 1.5 | 13.34% | 33.6222
12 | 17 | 17 | 30 | 53.386 | 13.4979 | 0.008172 | -0.00029 | -0.00071636 | -0.00358 | 1.5 | 13.34% | 39.8881
12 | 17 | 18 | 30 | 100 | 10.0629 | 4.99e-05 | 0 | -4.5623e-06 | -2.28e-05 | 1.5 | 13.34% | 89.9371
12 | 17 | 19 | 30 | 100 | 100 | 0 | 0 | 0 | 0 | 1.5 | 13.34% | 0
12 | 17 | 20 | 30 | 100 | 100 | 0 | 0 | 0 | 0 | 1.5 | 13.34% | 0
12 | 17 | 21 | 30 | 100 | 100 | 0 | 0 | 0 | 0 | 1.5 | 13.34% | 0
12 | 17 | 22 | 30 | 100 | 100 | 0 | 0 | 0 | 0 | 1.5 | 13.34% | 0
12 | 17 | 23 | 30 | 100 | 100 | 0 | 0 | 0 | 0 | 1.5 | 13.34% | 0
12 | 18 | 0 | 30 | 100 | 100 | 0 | 0 | 0 | 0 | 1.5 | 13.34% | 0
12 | 18 | 1 | 30 | 100 | 100 | 0 | 0 | 0 | 0 | 1.5 | 13.34% | 0
12 | 18 | 2 | 30 | 100 | 100 | 0 | 0 | 0 | 0 | 1.5 | 13.34% | 0
12 | 18 | 3 | 30 | 100 | 100 | 0 | 0 | 0 | 0 | 1.5 | 13.34% | 0
12 | 18 | 4 | 30 | 100 | 100 | 0 | 0 | 0 | 0 | 1.5 | 13.34% | 0
12 | 18 | 5 | 30 | 100 | 100 | 0 | 0 | 0 | 0 | 1.5 | 13.34% | 0
12 | 18 | 6 | 30 | 53.803 | 10.0701 | 0.005118 | 0 | -0.00046823 | -0.00234 | 1.5 | 13.34% | 43.7329
12 | 18 | 7 | 30 | 51.117 | 79.8494 | 0.06469 | -0.05096 | -0.00038619 | -0.00193 | 1.5 | 13.34% | 28.7324
12 | 18 | 8 | 30 | 36.555 | 46.3666 | 0.11807 | -0.05302 | -0.0011786 | -0.00589 | 1.5 | 13.34% | 9.8116
12 | 18 | 9 | 30 | 18.629 | 22.0803 | 0.16414 | -0.03454 | -0.0013947 | -0.00697 | 1.5 | 13.34% | 3.4513
12 | 18 | 10 | 30 | 4.647 | 5.0463 | 0.19743 | -0.00842 | -0.0014687 | -0.00734 | 1.5 | 13.34% | 0.39927
12 | 18 | 11 | 30 | 0 | 0.69068 | 0.21587 | 0 | -0.0014807 | -0.0074 | 1.5 | 13.34% | 0.69068
12 | 18 | 12 | 30 | 0 | 0.67926 | 0.21799 | 0 | -0.0014707 | -0.00735 | 1.5 | 13.34% | 0.67926
12 | 18 | 13 | 30 | 0.67 | 2.2043 | 0.20391 | -0.00301 | -0.0014527 | -0.00726 | 1.5 | 13.34% | 1.5343
12 | 18 | 14 | 30 | 13.343 | 17.8077 | 0.17515 | -0.02954 | -0.0014007 | -0.007 | 1.5 | 13.34% | 4.4647
12 | 18 | 15 | 30 | 29.862 | 40.8199 | 0.13352 | -0.05275 | -0.0012446 | -0.00622 | 1.5 | 13.34% | 10.9579
12 | 18 | 16 | 30 | 48.974 | 76.9267 | 0.082742 | -0.06284 | -0.00045823 | -0.00229 | 1.5 | 13.34% | 27.9527
12 | 18 | 17 | 30 | 53.373 | 74.4718 | 0.027755 | -0.01994 | -0.00041821 | -0.00209 | 1.5 | 13.34% | 21.0988
12 | 18 | 18 | 30 | 100 | 10.0921 | 5.85e-05 | 0 | -5.3627e-06 | -2.68e-05 | 1.5 | 13.34% | 89.9079
12 | 18 | 19 | 30 | 100 | 100 | 0 | 0 | 0 | 0 | 1.5 | 13.34% | 0
12 | 18 | 20 | 30 | 100 | 100 | 0 | 0 | 0 | 0 | 1.5 | 13.34% | 0
12 | 18 | 21 | 30 | 100 | 100 | 0 | 0 | 0 | 0 | 1.5 | 13.34% | 0
12 | 18 | 22 | 30 | 100 | 100 | 0 | 0 | 0 | 0 | 1.5 | 13.34% | 0
12 | 18 | 23 | 30 | 100 | 100 | 0 | 0 | 0 | 0 | 1.5 | 13.34% | 0
12 | 19 | 0 | 30 | 100 | 100 | 0 | 0 | 0 | 0 | 1.5 | 13.34% | 0
12 | 19 | 1 | 30 | 100 | 100 | 0 | 0 | 0 | 0 | 1.5 | 13.34% | 0
12 | 19 | 2 | 30 | 100 | 100 | 0 | 0 | 0 | 0 | 1.5 | 13.34% | 0
12 | 19 | 3 | 30 | 100 | 100 | 0 | 0 | 0 | 0 | 1.5 | 13.34% | 0
12 | 19 | 4 | 30 | 100 | 100 | 0 | 0 | 0 | 0 | 1.5 | 13.34% | 0
12 | 19 | 5 | 30 | 100 | 100 | 0 | 0 | 0 | 0 | 1.5 | 13.34% | 0
12 | 19 | 6 | 30 | 53.812 | 10.0933 | 0.00502 | 0 | -0.00046023 | -0.0023 | 1.5 | 13.34% | 43.7187
12 | 19 | 7 | 30 | 51.1 | 79.7874 | 0.064185 | -0.05051 | -0.00039019 | -0.00195 | 1.5 | 13.34% | 28.6874
12 | 19 | 8 | 30 | 36.666 | 46.3663 | 0.11742 | -0.05273 | -0.0011706 | -0.00585 | 1.5 | 13.34% | 9.7003
12 | 19 | 9 | 30 | 18.778 | 22.0857 | 0.16323 | -0.03436 | -0.0013847 | -0.00692 | 1.5 | 13.34% | 3.3077
12 | 19 | 10 | 30 | 4.748 | 5.0421 | 0.19659 | -0.00838 | -0.0014587 | -0.00729 | 1.5 | 13.34% | 0.29411
12 | 19 | 11 | 30 | 0 | 0.68888 | 0.21526 | 0 | -0.0014727 | -0.00736 | 1.5 | 13.34% | 0.68888
12 | 19 | 12 | 30 | 0 | 0.67966 | 0.21816 | 0 | -0.0014727 | -0.00736 | 1.5 | 13.34% | 0.67966
12 | 19 | 13 | 30 | 0.594 | 2.2083 | 0.2051 | -0.00303 | -0.0014667 | -0.00733 | 1.5 | 13.34% | 1.6143
12 | 19 | 14 | 30 | 13.232 | 17.8045 | 0.17683 | -0.02981 | -0.0014207 | -0.0071 | 1.5 | 13.34% | 4.5725
12 | 19 | 15 | 30 | 29.691 | 40.8015 | 0.13528 | -0.05341 | -0.0012686 | -0.00634 | 1.5 | 13.34% | 11.1105
12 | 19 | 16 | 30 | 48.805 | 77.7248 | 0.084926 | -0.06534 | -0.00037619 | -0.00188 | 1.5 | 13.34% | 28.9198
12 | 19 | 17 | 30 | 53.215 | 76.8886 | 0.029332 | -0.02193 | -0.00035218 | -0.00176 | 1.5 | 13.34% | 23.6736
12 | 19 | 18 | 30 | 100 | 10.0517 | 6.2e-05 | 0 | -5.6628e-06 | -2.83e-05 | 1.5 | 13.34% | 89.9483
12 | 19 | 19 | 30 | 100 | 100 | 0 | 0 | 0 | 0 | 1.5 | 13.34% | 0
12 | 19 | 20 | 30 | 100 | 100 | 0 | 0 | 0 | 0 | 1.5 | 13.34% | 0
12 | 19 | 21 | 30 | 100 | 100 | 0 | 0 | 0 | 0 | 1.5 | 13.34% | 0
12 | 19 | 22 | 30 | 100 | 100 | 0 | 0 | 0 | 0 | 1.5 | 13.34% | 0
12 | 19 | 23 | 30 | 100 | 100 | 0 | 0 | 0 | 0 | 1.5 | 13.34% | 0
12 | 20 | 0 | 30 | 100 | 100 | 0 | 0 | 0 | 0 | 1.5 | 13.34% | 0
12 | 20 | 1 | 30 | 100 | 100 | 0 | 0 | 0 | 0 | 1.5 | 13.34% | 0
12 | 20 | 2 | 30 | 100 | 100 | 0 | 0 | 0 | 0 | 1.5 | 13.34% | 0
12 | 20 | 3 | 30 | 100 | 100 | 0 | 0 | 0 | 0 | 1.5 | 13.34% | 0
12 | 20 | 4 | 30 | 100 | 100 | 0 | 0 | 0 | 0 | 1.5 | 13.34% | 0
12 | 20 | 5 | 30 | 100 | 100 | 0 | 0 | 0 | 0 | 1.5 | 13.34% | 0
12 | 20 | 6 | 30 | 53.764 | 10.0855 | 0.004958 | 0 | -0.00045423 | -0.00227 | 1.5 | 13.34% | 43.6785
12 | 20 | 7 | 30 | 51.084 | 80.7629 | 0.065365 | -0.05223 | -0.00031015 | -0.00155 | 1.5 | 13.34% | 29.6789
12 | 20 | 8 | 30 | 36.763 | 46.296 | 0.11955 | -0.05357 | -0.0012146 | -0.00607 | 1.5 | 13.34% | 9.533
12 | 20 | 9 | 30 | 18.883 | 22.0637 | 0.16607 | -0.03489 | -0.0014347 | -0.00717 | 1.5 | 13.34% | 3.1807
12 | 20 | 10 | 30 | 4.788 | 5.049 | 0.19998 | -0.00851 | -0.0015108 | -0.00755 | 1.5 | 13.34% | 0.26102
12 | 20 | 11 | 30 | 0 | 0.70109 | 0.21901 | 0 | -0.0015248 | -0.00762 | 1.5 | 13.34% | 0.70109
12 | 20 | 12 | 30 | 0 | 0.69117 | 0.22213 | 0 | -0.0015248 | -0.00762 | 1.5 | 13.34% | 0.69117
12 | 20 | 13 | 30 | 0.5 | 2.2188 | 0.2096 | -0.00309 | -0.0015268 | -0.00763 | 1.5 | 13.34% | 1.7188
12 | 20 | 14 | 30 | 13.083 | 17.7958 | 0.18084 | -0.03044 | -0.0014787 | -0.00739 | 1.5 | 13.34% | 4.7128
12 | 20 | 15 | 30 | 29.564 | 40.7541 | 0.13856 | -0.05461 | -0.0013207 | -0.0066 | 1.5 | 13.34% | 11.1901
12 | 20 | 16 | 30 | 48.634 | 78.6748 | 0.087757 | -0.06856 | -0.00027013 | -0.00135 | 1.5 | 13.34% | 30.0408
12 | 20 | 17 | 30 | 53.138 | 78.6249 | 0.030706 | -0.02361 | -0.00029815 | -0.00149 | 1.5 | 13.34% | 25.4869
12 | 20 | 18 | 30 | 100 | 10.0847 | 7.23e-05 | 0 | -6.6233e-06 | -3.31e-05 | 1.5 | 13.34% | 89.9153
12 | 20 | 19 | 30 | 100 | 100 | 0 | 0 | 0 | 0 | 1.5 | 13.34% | 0
12 | 20 | 20 | 30 | 100 | 100 | 0 | 0 | 0 | 0 | 1.5 | 13.34% | 0
12 | 20 | 21 | 30 | 100 | 100 | 0 | 0 | 0 | 0 | 1.5 | 13.34% | 0
12 | 20 | 22 | 30 | 100 | 100 | 0 | 0 | 0 | 0 | 1.5 | 13.34% | 0
12 | 20 | 23 | 30 | 100 | 100 | 0 | 0 | 0 | 0 | 1.5 | 13.34% | 0
12 | 21 | 0 | 30 | 100 | 100 | 0 | 0 | 0 | 0 | 1.5 | 13.34% | 0
12 | 21 | 1 | 30 | 100 | 100 | 0 | 0 | 0 | 0 | 1.5 | 13.34% | 0
12 | 21 | 2 | 30 | 100 | 100 | 0 | 0 | 0 | 0 | 1.5 | 13.34% | 0
12 | 21 | 3 | 30 | 100 | 100 | 0 | 0 | 0 | 0 | 1.5 | 13.34% | 0
12 | 21 | 4 | 30 | 100 | 100 | 0 | 0 | 0 | 0 | 1.5 | 13.34% | 0
12 | 21 | 5 | 30 | 100 | 100 | 0 | 0 | 0 | 0 | 1.5 | 13.34% | 0
12 | 21 | 6 | 30 | 53.717 | 10.0659 | 0.004923 | 0 | -0.00045022 | -0.00225 | 1.5 | 13.34% | 43.6511
12 | 21 | 7 | 30 | 51.111 | 81.7254 | 0.06666 | -0.05406 | -0.00023011 | -0.00115 | 1.5 | 13.34% | 30.6144
12 | 21 | 8 | 30 | 36.967 | 46.2024 | 0.12232 | -0.05466 | -0.0012686 | -0.00634 | 1.5 | 13.34% | 9.2354
12 | 21 | 9 | 30 | 19.072 | 22.0361 | 0.1706 | -0.03575 | -0.0015108 | -0.00755 | 1.5 | 13.34% | 2.9641
12 | 21 | 10 | 30 | 4.954 | 5.0618 | 0.20609 | -0.00875 | -0.0016008 | -0.008 | 1.5 | 13.34% | 0.10778
12 | 21 | 11 | 30 | 0 | 0.72158 | 0.22596 | 0 | -0.0016188 | -0.00809 | 1.5 | 13.34% | 0.72158
12 | 21 | 12 | 30 | 0 | 0.71201 | 0.22926 | 0 | -0.0016208 | -0.0081 | 1.5 | 13.34% | 0.71201
12 | 21 | 13 | 30 | 0.423 | 2.2321 | 0.2157 | -0.00317 | -0.0016088 | -0.00804 | 1.5 | 13.34% | 1.8091
12 | 21 | 14 | 30 | 12.939 | 17.775 | 0.18618 | -0.03126 | -0.0015568 | -0.00778 | 1.5 | 13.34% | 4.836
12 | 21 | 15 | 30 | 29.34 | 40.6879 | 0.1426 | -0.05607 | -0.0013867 | -0.00693 | 1.5 | 13.34% | 11.3479
12 | 21 | 16 | 30 | 48.476 | 72.7378 | 0.088485 | -0.06262 | -0.0010085 | -0.00504 | 1.5 | 13.34% | 24.2618
12 | 21 | 17 | 30 | 53.067 | 79.3495 | 0.031538 | -0.02453 | -0.00027614 | -0.00138 | 1.5 | 13.34% | 26.2825
12 | 21 | 18 | 30 | 100 | 10.0773 | 7.06e-05 | 0 | -6.4632e-06 | -3.23e-05 | 1.5 | 13.34% | 89.9227
12 | 21 | 19 | 30 | 100 | 100 | 0 | 0 | 0 | 0 | 1.5 | 13.34% | 0
12 | 21 | 20 | 30 | 100 | 100 | 0 | 0 | 0 | 0 | 1.5 | 13.34% | 0
12 | 21 | 21 | 30 | 100 | 100 | 0 | 0 | 0 | 0 | 1.5 | 13.34% | 0
12 | 21 | 22 | 30 | 100 | 100 | 0 | 0 | 0 | 0 | 1.5 | 13.34% | 0
12 | 21 | 23 | 30 | 100 | 100 | 0 | 0 | 0 | 0 | 1.5 | 13.34% | 0
12 | 22 | 0 | 30 | 100 | 100 | 0 | 0 | 0 | 0 | 1.5 | 13.34% | 0
12 | 22 | 1 | 30 | 100 | 100 | 0 | 0 | 0 | 0 | 1.5 | 13.34% | 0
12 | 22 | 2 | 30 | 100 | 100 | 0 | 0 | 0 | 0 | 1.5 | 13.34% | 0
12 | 22 | 3 | 30 | 100 | 100 | 0 | 0 | 0 | 0 | 1.5 | 13.34% | 0
12 | 22 | 4 | 30 | 100 | 100 | 0 | 0 | 0 | 0 | 1.5 | 13.34% | 0
12 | 22 | 5 | 30 | 100 | 100 | 0 | 0 | 0 | 0 | 1.5 | 13.34% | 0
12 | 22 | 6 | 30 | 53.719 | 10.0952 | 0.00491 | 0 | -0.00045022 | -0.00225 | 1.5 | 13.34% | 43.6238
12 | 22 | 7 | 30 | 51.09 | 82.4357 | 0.06792 | -0.05568 | -0.00017008 | -0.00085 | 1.5 | 13.34% | 31.3457
12 | 22 | 8 | 30 | 37.148 | 46.1313 | 0.12443 | -0.05548 | -0.0013147 | -0.00657 | 1.5 | 13.34% | 8.9833
12 | 22 | 9 | 30 | 19.145 | 22.0158 | 0.17369 | -0.03633 | -0.0015648 | -0.00782 | 1.5 | 13.34% | 2.8708
12 | 22 | 10 | 30 | 5.054 | 5.0688 | 0.20973 | -0.00889 | -0.0016568 | -0.00828 | 1.5 | 13.34% | 0.014807
12 | 22 | 11 | 30 | 0 | 0.73396 | 0.23014 | 0 | -0.0016768 | -0.00838 | 1.5 | 13.34% | 0.73396
12 | 22 | 12 | 30 | 0 | 0.72376 | 0.23364 | 0 | -0.0016788 | -0.00839 | 1.5 | 13.34% | 0.72376
12 | 22 | 13 | 30 | 0.373 | 2.2436 | 0.22002 | -0.00323 | -0.0016688 | -0.00834 | 1.5 | 13.34% | 1.8706
12 | 22 | 14 | 30 | 12.831 | 17.7677 | 0.19006 | -0.03187 | -0.0016128 | -0.00806 | 1.5 | 13.34% | 4.9367
12 | 22 | 15 | 30 | 29.238 | 40.6383 | 0.1458 | -0.05723 | -0.0014367 | -0.00718 | 1.5 | 13.34% | 11.4003
12 | 22 | 16 | 30 | 48.407 | 72.6159 | 0.090825 | -0.06414 | -0.0010505 | -0.00525 | 1.5 | 13.34% | 24.2089
12 | 22 | 17 | 30 | 53.185 | 80.6804 | 0.032828 | -0.02607 | -0.00023011 | -0.00115 | 1.5 | 13.34% | 27.4954
12 | 22 | 18 | 30 | 100 | 10.0918 | 7.4e-05 | 0 | -6.7834e-06 | -3.39e-05 | 1.5 | 13.34% | 89.9082
12 | 22 | 19 | 30 | 100 | 100 | 0 | 0 | 0 | 0 | 1.5 | 13.34% | 0
12 | 22 | 20 | 30 | 100 | 100 | 0 | 0 | 0 | 0 | 1.5 | 13.34% | 0
12 | 22 | 21 | 30 | 100 | 100 | 0 | 0 | 0 | 0 | 1.5 | 13.34% | 0
12 | 22 | 22 | 30 | 100 | 100 | 0 | 0 | 0 | 0 | 1.5 | 13.34% | 0
12 | 22 | 23 | 30 | 100 | 100 | 0 | 0 | 0 | 0 | 1.5 | 13.34% | 0
12 | 23 | 0 | 30 | 100 | 100 | 0 | 0 | 0 | 0 | 1.5 | 13.34% | 0
12 | 23 | 1 | 30 | 100 | 100 | 0 | 0 | 0 | 0 | 1.5 | 13.34% | 0
12 | 23 | 2 | 30 | 100 | 100 | 0 | 0 | 0 | 0 | 1.5 | 13.34% | 0
12 | 23 | 3 | 30 | 100 | 100 | 0 | 0 | 0 | 0 | 1.5 | 13.34% | 0
12 | 23 | 4 | 30 | 100 | 100 | 0 | 0 | 0 | 0 | 1.5 | 13.34% | 0
12 | 23 | 5 | 30 | 100 | 100 | 0 | 0 | 0 | 0 | 1.5 | 13.34% | 0
12 | 23 | 6 | 30 | 53.599 | 9.9762 | 0.001125 | 0 | -0.00010205 | -0.00051 | 1.5 | 13.34% | 43.6228
12 | 23 | 7 | 30 | 51.149 | 38.6948 | 0.03153 | -0.00965 | -0.0018389 | -0.00919 | 1.5 | 13.34% | 12.4542
12 | 23 | 8 | 30 | 37.327 | 11.4123 | 0.023666 | -0.00036 | -0.002101 | -0.0105 | 1.5 | 13.34% | 25.9147
12 | 23 | 9 | 30 | 19.288 | 12.9719 | 0.065789 | -0.00312 | -0.0047924 | -0.02395 | 1.5 | 13.34% | 6.3161
12 | 23 | 10 | 30 | 5.132 | 10.0701 | 0.016207 | 0 | -0.0014827 | -0.00741 | 1.5 | 13.34% | 4.9381
12 | 23 | 11 | 30 | 0 | 9.4861 | 0.05813 | 0 | -0.0050365 | -0.02517 | 1.5 | 13.34% | 9.4861
12 | 23 | 12 | 30 | 0 | 3.9095 | 0.13812 | 0 | -0.0051966 | -0.02597 | 1.5 | 13.34% | 3.9095
12 | 23 | 13 | 30 | 0.305 | 5.168 | 0.12511 | -0.00111 | -0.0050925 | -0.02545 | 1.5 | 13.34% | 4.863
12 | 23 | 14 | 30 | 12.738 | 17.9479 | 0.16789 | -0.02887 | -0.0010705 | -0.00535 | 1.5 | 13.34% | 5.2099
12 | 23 | 15 | 30 | 29.065 | 38.148 | 0.11058 | -0.03958 | -0.0018849 | -0.00942 | 1.5 | 13.34% | 9.083
12 | 23 | 16 | 30 | 48.255 | 72.0041 | 0.10038 | -0.07013 | -0.0012486 | -0.00624 | 1.5 | 13.34% | 23.7491
12 | 23 | 17 | 30 | 53.19 | 74.5571 | 0.038681 | -0.02783 | -0.00057829 | -0.00289 | 1.5 | 13.34% | 21.3671
12 | 23 | 18 | 30 | 100 | 10.5321 | 0.000231 | 0 | -2.2011e-05 | -0.00011 | 1.5 | 13.34% | 89.4679
12 | 23 | 19 | 30 | 100 | 100 | 0 | 0 | 0 | 0 | 1.5 | 13.34% | 0
12 | 23 | 20 | 30 | 100 | 100 | 0 | 0 | 0 | 0 | 1.5 | 13.34% | 0
12 | 23 | 21 | 30 | 100 | 100 | 0 | 0 | 0 | 0 | 1.5 | 13.34% | 0
12 | 23 | 22 | 30 | 100 | 100 | 0 | 0 | 0 | 0 | 1.5 | 13.34% | 0
12 | 23 | 23 | 30 | 100 | 100 | 0 | 0 | 0 | 0 | 1.5 | 13.34% | 0
12 | 24 | 0 | 30 | 100 | 100 | 0 | 0 | 0 | 0 | 1.5 | 13.34% | 0
12 | 24 | 1 | 30 | 100 | 100 | 0 | 0 | 0 | 0 | 1.5 | 13.34% | 0
12 | 24 | 2 | 30 | 100 | 100 | 0 | 0 | 0 | 0 | 1.5 | 13.34% | 0
12 | 24 | 3 | 30 | 100 | 100 | 0 | 0 | 0 | 0 | 1.5 | 13.34% | 0
12 | 24 | 4 | 30 | 100 | 100 | 0 | 0 | 0 | 0 | 1.5 | 13.34% | 0
12 | 24 | 5 | 30 | 100 | 100 | 0 | 0 | 0 | 0 | 1.5 | 13.34% | 0
12 | 24 | 6 | 30 | 53.81 | 10.0671 | 0.00536 | 0 | -0.00049024 | -0.00245 | 1.5 | 13.34% | 43.7429
12 | 24 | 7 | 30 | 51.313 | 67.1038 | 0.048913 | -0.03096 | -0.0011146 | -0.00557 | 1.5 | 13.34% | 15.7908
12 | 24 | 8 | 30 | 37.459 | 48.1522 | 0.11176 | -0.05289 | -0.00062431 | -0.00312 | 1.5 | 13.34% | 10.6932
12 | 24 | 9 | 30 | 19.417 | 18.9094 | 0.10808 | -0.01634 | -0.0034457 | -0.01722 | 1.5 | 13.34% | 0.50759
12 | 24 | 10 | 30 | 5.249 | 5.7329 | 0.15225 | -0.00554 | -0.0030155 | -0.01507 | 1.5 | 13.34% | 0.48393
12 | 24 | 11 | 30 | 0 | 1.8018 | 0.17252 | 0 | -0.0030535 | -0.01526 | 1.5 | 13.34% | 1.8018
12 | 24 | 12 | 30 | 0 | 9.5485 | 0.07406 | 0 | -0.0064552 | -0.03226 | 1.5 | 13.34% | 9.5485
12 | 24 | 13 | 30 | 0.247 | 10.0771 | 0.015541 | 0 | -0.0014227 | -0.00711 | 1.5 | 13.34% | 9.8301
12 | 24 | 14 | 30 | 12.664 | 10.4947 | 0.044081 | -0.00037 | -0.0038519 | -0.01925 | 1.5 | 13.34% | 2.1693
12 | 24 | 15 | 30 | 28.944 | 21.0546 | 0.062329 | -0.00831 | -0.003976 | -0.01987 | 1.5 | 13.34% | 7.8894
12 | 24 | 16 | 30 | 48.186 | 14.5649 | 0.024953 | -0.00117 | -0.0021511 | -0.01075 | 1.5 | 13.34% | 33.6211
12 | 24 | 17 | 30 | 53.138 | 10.0918 | 0.002554 | 0 | -0.00023412 | -0.00117 | 1.5 | 13.34% | 43.0462
12 | 24 | 18 | 30 | 100 | 10.0926 | 8.6e-05 | 0 | -7.8839e-06 | -3.94e-05 | 1.5 | 13.34% | 89.9074
12 | 24 | 19 | 30 | 100 | 100 | 0 | 0 | 0 | 0 | 1.5 | 13.34% | 0
12 | 24 | 20 | 30 | 100 | 100 | 0 | 0 | 0 | 0 | 1.5 | 13.34% | 0
12 | 24 | 21 | 30 | 100 | 100 | 0 | 0 | 0 | 0 | 1.5 | 13.34% | 0
12 | 24 | 22 | 30 | 100 | 100 | 0 | 0 | 0 | 0 | 1.5 | 13.34% | 0
12 | 24 | 23 | 30 | 100 | 100 | 0 | 0 | 0 | 0 | 1.5 | 13.34% | 0
12 | 25 | 0 | 30 | 100 | 100 | 0 | 0 | 0 | 0 | 1.5 | 13.34% | 0
12 | 25 | 1 | 30 | 100 | 100 | 0 | 0 | 0 | 0 | 1.5 | 13.34% | 0
12 | 25 | 2 | 30 | 100 | 100 | 0 | 0 | 0 | 0 | 1.5 | 13.34% | 0
12 | 25 | 3 | 30 | 100 | 100 | 0 | 0 | 0 | 0 | 1.5 | 13.34% | 0
12 | 25 | 4 | 30 | 100 | 100 | 0 | 0 | 0 | 0 | 1.5 | 13.34% | 0
12 | 25 | 5 | 30 | 100 | 100 | 0 | 0 | 0 | 0 | 1.5 | 13.34% | 0
12 | 25 | 6 | 30 | 53.745 | 10.1322 | 0.00174 | 0 | -0.00016008 | -0.0008 | 1.5 | 13.34% | 43.6128
12 | 25 | 7 | 30 | 51.32 | 44.9422 | 0.034318 | -0.0129 | -0.0017409 | -0.0087 | 1.5 | 13.34% | 6.3778
12 | 25 | 8 | 30 | 37.641 | 33.5267 | 0.069841 | -0.01964 | -0.0028274 | -0.01413 | 1.5 | 13.34% | 4.1143
12 | 25 | 9 | 30 | 19.592 | 18.5742 | 0.10483 | -0.01521 | -0.0035938 | -0.01796 | 1.5 | 13.34% | 1.0178
12 | 25 | 10 | 30 | 5.345 | 7.4116 | 0.10757 | -0.00232 | -0.0052626 | -0.0263 | 1.5 | 13.34% | 2.0666
12 | 25 | 11 | 30 | 0 | 5.3343 | 0.1168 | 0 | -0.005915 | -0.02956 | 1.5 | 13.34% | 5.3343
12 | 25 | 12 | 30 | 0 | 3.4829 | 0.14471 | 0 | -0.0048704 | -0.02434 | 1.5 | 13.34% | 3.4829
12 | 25 | 13 | 30 | 0.188 | 3.7593 | 0.15087 | -0.00176 | -0.0037699 | -0.01884 | 1.5 | 13.34% | 3.5713
12 | 25 | 14 | 30 | 12.503 | 16.7667 | 0.13831 | -0.01994 | -0.0027834 | -0.01391 | 1.5 | 13.34% | 4.2637
12 | 25 | 15 | 30 | 28.788 | 33.188 | 0.093095 | -0.02704 | -0.0028954 | -0.01447 | 1.5 | 13.34% | 4.4
12 | 25 | 16 | 30 | 48.143 | 53.4331 | 0.055402 | -0.02641 | -0.002081 | -0.0104 | 1.5 | 13.34% | 5.2901
12 | 25 | 17 | 30 | 53.157 | 40.2746 | 0.017888 | -0.00577 | -0.0010225 | -0.00511 | 1.5 | 13.34% | 12.8824
12 | 25 | 18 | 30 | 100 | 10.0646 | 8.95e-05 | 0 | -8.1841e-06 | -4.09e-05 | 1.5 | 13.34% | 89.9354
12 | 25 | 19 | 30 | 100 | 100 | 0 | 0 | 0 | 0 | 1.5 | 13.34% | 0
12 | 25 | 20 | 30 | 100 | 100 | 0 | 0 | 0 | 0 | 1.5 | 13.34% | 0
12 | 25 | 21 | 30 | 100 | 100 | 0 | 0 | 0 | 0 | 1.5 | 13.34% | 0
12 | 25 | 22 | 30 | 100 | 100 | 0 | 0 | 0 | 0 | 1.5 | 13.34% | 0
12 | 25 | 23 | 30 | 100 | 100 | 0 | 0 | 0 | 0 | 1.5 | 13.34% | 0
12 | 26 | 0 | 30 | 100 | 100 | 0 | 0 | 0 | 0 | 1.5 | 13.34% | 0
12 | 26 | 1 | 30 | 100 | 100 | 0 | 0 | 0 | 0 | 1.5 | 13.34% | 0
12 | 26 | 2 | 30 | 100 | 100 | 0 | 0 | 0 | 0 | 1.5 | 13.34% | 0
12 | 26 | 3 | 30 | 100 | 100 | 0 | 0 | 0 | 0 | 1.5 | 13.34% | 0
12 | 26 | 4 | 30 | 100 | 100 | 0 | 0 | 0 | 0 | 1.5 | 13.34% | 0
12 | 26 | 5 | 30 | 100 | 100 | 0 | 0 | 0 | 0 | 1.5 | 13.34% | 0
12 | 26 | 6 | 30 | 53.793 | 10.0542 | 0.001358 | 0 | -0.00012406 | -0.00062 | 1.5 | 13.34% | 43.7388
12 | 26 | 7 | 30 | 51.408 | 74.0746 | 0.073771 | -0.05289 | -0.0010085 | -0.00504 | 1.5 | 13.34% | 22.6666
12 | 26 | 8 | 30 | 37.878 | 46.3229 | 0.11495 | -0.05155 | -0.0011606 | -0.0058 | 1.5 | 13.34% | 8.4449
12 | 26 | 9 | 30 | 19.793 | 16.4798 | 0.087779 | -0.00945 | -0.0043062 | -0.02152 | 1.5 | 13.34% | 3.3132
12 | 26 | 10 | 30 | 5.483 | 5.8211 | 0.14886 | -0.00529 | -0.0031896 | -0.01594 | 1.5 | 13.34% | 0.33808
12 | 26 | 11 | 30 | 0 | 6.7277 | 0.10104 | 0 | -0.0063692 | -0.03183 | 1.5 | 13.34% | 6.7277
12 | 26 | 12 | 30 | 0 | 5.1066 | 0.12191 | 0 | -0.005923 | -0.0296 | 1.5 | 13.34% | 5.1066
12 | 26 | 13 | 30 | 0.157 | 9.8974 | 0.037111 | -1.16e-05 | -0.0033317 | -0.01665 | 1.5 | 13.34% | 9.7404
12 | 26 | 14 | 30 | 12.41 | 12.5399 | 0.079369 | -0.00401 | -0.0052806 | -0.02639 | 1.5 | 13.34% | 0.12994
12 | 26 | 15 | 30 | 28.729 | 10.0797 | 0.010533 | 0 | -0.00096448 | -0.00482 | 1.5 | 13.34% | 18.6493
12 | 26 | 16 | 30 | 47.993 | 10.0808 | 0.00673 | 0 | -0.00061631 | -0.00308 | 1.5 | 13.34% | 37.9122
12 | 26 | 17 | 30 | 53.224 | 10.0647 | 0.002604 | 0 | -0.00023812 | -0.00119 | 1.5 | 13.34% | 43.1593
12 | 26 | 18 | 30 | 100 | 10.0763 | 9.64e-05 | 0 | -8.8244e-06 | -4.41e-05 | 1.5 | 13.34% | 89.9237
12 | 26 | 19 | 30 | 100 | 100 | 0 | 0 | 0 | 0 | 1.5 | 13.34% | 0
12 | 26 | 20 | 30 | 100 | 100 | 0 | 0 | 0 | 0 | 1.5 | 13.34% | 0
12 | 26 | 21 | 30 | 100 | 100 | 0 | 0 | 0 | 0 | 1.5 | 13.34% | 0
12 | 26 | 22 | 30 | 100 | 100 | 0 | 0 | 0 | 0 | 1.5 | 13.34% | 0
12 | 26 | 23 | 30 | 100 | 100 | 0 | 0 | 0 | 0 | 1.5 | 13.34% | 0
12 | 27 | 0 | 30 | 100 | 100 | 0 | 0 | 0 | 0 | 1.5 | 13.34% | 0
12 | 27 | 1 | 30 | 100 | 100 | 0 | 0 | 0 | 0 | 1.5 | 13.34% | 0
12 | 27 | 2 | 30 | 100 | 100 | 0 | 0 | 0 | 0 | 1.5 | 13.34% | 0
12 | 27 | 3 | 30 | 100 | 100 | 0 | 0 | 0 | 0 | 1.5 | 13.34% | 0
12 | 27 | 4 | 30 | 100 | 100 | 0 | 0 | 0 | 0 | 1.5 | 13.34% | 0
12 | 27 | 5 | 30 | 100 | 100 | 0 | 0 | 0 | 0 | 1.5 | 13.34% | 0
12 | 27 | 6 | 30 | 54.061 | 10.0705 | 0.004068 | 0 | -0.00037219 | -0.00186 | 1.5 | 13.34% | 43.9905
12 | 27 | 7 | 30 | 51.575 | 82.0639 | 0.063075 | -0.05127 | -0.00027013 | -0.00135 | 1.5 | 13.34% | 30.4889
12 | 27 | 8 | 30 | 38.055 | 46.2137 | 0.11812 | -0.0528 | -0.0012226 | -0.00611 | 1.5 | 13.34% | 8.1587
12 | 27 | 9 | 30 | 19.92 | 22.0463 | 0.16588 | -0.03479 | -0.0014587 | -0.00729 | 1.5 | 13.34% | 2.1263
12 | 27 | 10 | 30 | 5.596 | 5.0561 | 0.20096 | -0.00854 | -0.0015428 | -0.00771 | 1.5 | 13.34% | 0.53988
12 | 27 | 11 | 30 | 0 | 0.70995 | 0.22112 | 0 | -0.0015588 | -0.00779 | 1.5 | 13.34% | 0.70995
12 | 27 | 12 | 30 | 0 | 0.69713 | 0.22487 | 0 | -0.0015568 | -0.00778 | 1.5 | 13.34% | 0.69713
12 | 27 | 13 | 30 | 0.118 | 2.2148 | 0.21216 | -0.00312 | -0.0015448 | -0.00772 | 1.5 | 13.34% | 2.0968
12 | 27 | 14 | 30 | 12.277 | 17.7954 | 0.18376 | -0.03094 | -0.0014947 | -0.00747 | 1.5 | 13.34% | 5.5184
12 | 27 | 15 | 30 | 28.559 | 40.7803 | 0.14155 | -0.05584 | -0.0013387 | -0.00669 | 1.5 | 13.34% | 12.2213
12 | 27 | 16 | 30 | 47.983 | 78.6458 | 0.090652 | -0.07079 | -0.00028214 | -0.00141 | 1.5 | 13.34% | 30.6628
12 | 27 | 17 | 30 | 53.305 | 79.3045 | 0.033246 | -0.02577 | -0.00033217 | -0.00166 | 1.5 | 13.34% | 25.9995
12 | 27 | 18 | 30 | 100 | 10.0425 | 0.000107 | 0 | -9.7649e-06 | -4.88e-05 | 1.5 | 13.34% | 89.9575
12 | 27 | 19 | 30 | 100 | 100 | 0 | 0 | 0 | 0 | 1.5 | 13.34% | 0
12 | 27 | 20 | 30 | 100 | 100 | 0 | 0 | 0 | 0 | 1.5 | 13.34% | 0
12 | 27 | 21 | 30 | 100 | 100 | 0 | 0 | 0 | 0 | 1.5 | 13.34% | 0
12 | 27 | 22 | 30 | 100 | 100 | 0 | 0 | 0 | 0 | 1.5 | 13.34% | 0
12 | 27 | 23 | 30 | 100 | 100 | 0 | 0 | 0 | 0 | 1.5 | 13.34% | 0
12 | 28 | 0 | 30 | 100 | 100 | 0 | 0 | 0 | 0 | 1.5 | 13.34% | 0
12 | 28 | 1 | 30 | 100 | 100 | 0 | 0 | 0 | 0 | 1.5 | 13.34% | 0
12 | 28 | 2 | 30 | 100 | 100 | 0 | 0 | 0 | 0 | 1.5 | 13.34% | 0
12 | 28 | 3 | 30 | 100 | 100 | 0 | 0 | 0 | 0 | 1.5 | 13.34% | 0
12 | 28 | 4 | 30 | 100 | 100 | 0 | 0 | 0 | 0 | 1.5 | 13.34% | 0
12 | 28 | 5 | 30 | 100 | 100 | 0 | 0 | 0 | 0 | 1.5 | 13.34% | 0
12 | 28 | 6 | 30 | 54.064 | 10.1035 | 0.004383 | 0 | -0.0004022 | -0.00201 | 1.5 | 13.34% | 43.9605
12 | 28 | 7 | 30 | 51.593 | 75.2581 | 0.069525 | -0.05071 | -0.00092046 | -0.0046 | 1.5 | 13.34% | 23.6651
12 | 28 | 8 | 30 | 38.249 | 45.7569 | 0.13365 | -0.05892 | -0.0015328 | -0.00766 | 1.5 | 13.34% | 7.5079
12 | 28 | 9 | 30 | 20.051 | 21.9047 | 0.1888 | -0.03909 | -0.0018589 | -0.00929 | 1.5 | 13.34% | 1.8537
12 | 28 | 10 | 30 | 5.662 | 5.1117 | 0.22956 | -0.00965 | -0.001983 | -0.00991 | 1.5 | 13.34% | 0.55033
12 | 28 | 11 | 30 | 0 | 3.4154 | 0.14305 | 0 | -0.0047244 | -0.02361 | 1.5 | 13.34% | 3.4154
12 | 28 | 12 | 30 | 0 | 0.69053 | 0.22292 | 0 | -0.0015288 | -0.00764 | 1.5 | 13.34% | 0.69053
12 | 28 | 13 | 30 | 0.081 | 6.2688 | 0.10969 | -0.00075 | -0.0057649 | -0.02881 | 1.5 | 13.34% | 6.1878
12 | 28 | 14 | 30 | 12.217 | 10.5027 | 0.05911 | -0.00051 | -0.0051566 | -0.02577 | 1.5 | 13.34% | 1.7143
12 | 28 | 15 | 30 | 28.484 | 31.1454 | 0.08771 | -0.02309 | -0.0032236 | -0.01611 | 1.5 | 13.34% | 2.6614
12 | 28 | 16 | 30 | 47.901 | 60.6281 | 0.063262 | -0.03551 | -0.0017709 | -0.00885 | 1.5 | 13.34% | 12.7271
12 | 28 | 17 | 30 | 53.374 | 10.5786 | 0.004684 | -2.42e-05 | -0.00042621 | -0.00213 | 1.5 | 13.34% | 42.7954
12 | 28 | 18 | 30 | 100 | 10.0141 | 0.000102 | 0 | -9.2846e-06 | -4.64e-05 | 1.5 | 13.34% | 89.9859
12 | 28 | 19 | 30 | 100 | 100 | 0 | 0 | 0 | 0 | 1.5 | 13.34% | 0
12 | 28 | 20 | 30 | 100 | 100 | 0 | 0 | 0 | 0 | 1.5 | 13.34% | 0
12 | 28 | 21 | 30 | 100 | 100 | 0 | 0 | 0 | 0 | 1.5 | 13.34% | 0
12 | 28 | 22 | 30 | 100 | 100 | 0 | 0 | 0 | 0 | 1.5 | 13.34% | 0
12 | 28 | 23 | 30 | 100 | 100 | 0 | 0 | 0 | 0 | 1.5 | 13.34% | 0
12 | 29 | 0 | 30 | 100 | 100 | 0 | 0 | 0 | 0 | 1.5 | 13.34% | 0
12 | 29 | 1 | 30 | 100 | 100 | 0 | 0 | 0 | 0 | 1.5 | 13.34% | 0
12 | 29 | 2 | 30 | 100 | 100 | 0 | 0 | 0 | 0 | 1.5 | 13.34% | 0
12 | 29 | 3 | 30 | 100 | 100 | 0 | 0 | 0 | 0 | 1.5 | 13.34% | 0
12 | 29 | 4 | 30 | 100 | 100 | 0 | 0 | 0 | 0 | 1.5 | 13.34% | 0
12 | 29 | 5 | 30 | 100 | 100 | 0 | 0 | 0 | 0 | 1.5 | 13.34% | 0
12 | 29 | 6 | 30 | 54.096 | 9.9581 | 0.000928 | 0 | -8.4042e-05 | -0.00042 | 1.5 | 13.34% | 44.1379
12 | 29 | 7 | 30 | 51.833 | 35.4962 | 0.028713 | -0.00776 | -0.0017949 | -0.00897 | 1.5 | 13.34% | 16.3368
12 | 29 | 8 | 30 | 38.525 | 30.0603 | 0.061947 | -0.01465 | -0.0030535 | -0.01526 | 1.5 | 13.34% | 8.4647
12 | 29 | 9 | 30 | 20.207 | 16.6649 | 0.088702 | -0.00984 | -0.0042361 | -0.02117 | 1.5 | 13.34% | 3.5421
12 | 29 | 10 | 30 | 5.753 | 6.7722 | 0.1217 | -0.0033 | -0.0046283 | -0.02313 | 1.5 | 13.34% | 1.0192
12 | 29 | 11 | 30 | 0 | 5.0408 | 0.12038 | 0 | -0.0057769 | -0.02887 | 1.5 | 13.34% | 5.0408
12 | 29 | 12 | 30 | 0 | 2.3671 | 0.16433 | 0 | -0.0037999 | -0.01899 | 1.5 | 13.34% | 2.3671
12 | 29 | 13 | 30 | 0.06 | 3.4846 | 0.15743 | -0.00192 | -0.0034457 | -0.01722 | 1.5 | 13.34% | 3.4246
12 | 29 | 14 | 30 | 12.102 | 15.2238 | 0.11274 | -0.01228 | -0.0042381 | -0.02118 | 1.5 | 13.34% | 3.1218
12 | 29 | 15 | 30 | 28.339 | 30.5365 | 0.08621 | -0.022 | -0.0033137 | -0.01656 | 1.5 | 13.34% | 2.1975
12 | 29 | 16 | 30 | 47.868 | 40.9735 | 0.046258 | -0.01545 | -0.0024852 | -0.01242 | 1.5 | 13.34% | 6.8945
12 | 29 | 17 | 30 | 53.493 | 37.387 | 0.017787 | -0.00516 | -0.0010845 | -0.00542 | 1.5 | 13.34% | 16.106
12 | 29 | 18 | 30 | 100 | 10.0667 | 0.000205 | 0 | -1.8749e-05 | -9.37e-05 | 1.5 | 13.34% | 89.9333
12 | 29 | 19 | 30 | 100 | 100 | 0 | 0 | 0 | 0 | 1.5 | 13.34% | 0
12 | 29 | 20 | 30 | 100 | 100 | 0 | 0 | 0 | 0 | 1.5 | 13.34% | 0
12 | 29 | 21 | 30 | 100 | 100 | 0 | 0 | 0 | 0 | 1.5 | 13.34% | 0
12 | 29 | 22 | 30 | 100 | 100 | 0 | 0 | 0 | 0 | 1.5 | 13.34% | 0
12 | 29 | 23 | 30 | 100 | 100 | 0 | 0 | 0 | 0 | 1.5 | 13.34% | 0
12 | 30 | 0 | 30 | 100 | 100 | 0 | 0 | 0 | 0 | 1.5 | 13.34% | 0
12 | 30 | 1 | 30 | 100 | 100 | 0 | 0 | 0 | 0 | 1.5 | 13.34% | 0
12 | 30 | 2 | 30 | 100 | 100 | 0 | 0 | 0 | 0 | 1.5 | 13.34% | 0
12 | 30 | 3 | 30 | 100 | 100 | 0 | 0 | 0 | 0 | 1.5 | 13.34% | 0
12 | 30 | 4 | 30 | 100 | 100 | 0 | 0 | 0 | 0 | 1.5 | 13.34% | 0
12 | 30 | 5 | 30 | 100 | 100 | 0 | 0 | 0 | 0 | 1.5 | 13.34% | 0
12 | 30 | 6 | 30 | 54.458 | 10.0645 | 0.003917 | 0 | -0.00035818 | -0.00179 | 1.5 | 13.34% | 44.3935
12 | 30 | 7 | 30 | 52.003 | 65.8034 | 0.045526 | -0.02804 | -0.0011566 | -0.00578 | 1.5 | 13.34% | 13.8004
12 | 30 | 8 | 30 | 38.828 | 46.6398 | 0.12751 | -0.05739 | -0.0014187 | -0.00709 | 1.5 | 13.34% | 7.8118
12 | 30 | 9 | 30 | 20.406 | 14.2399 | 0.072414 | -0.00499 | -0.0046583 | -0.02328 | 1.5 | 13.34% | 6.1661
12 | 30 | 10 | 30 | 5.908 | 5.6083 | 0.15579 | -0.00584 | -0.0027434 | -0.01371 | 1.5 | 13.34% | 0.29966
12 | 30 | 11 | 30 | 0 | 8.3996 | 0.084598 | 0 | -0.0065553 | -0.03276 | 1.5 | 13.34% | 8.3996
12 | 30 | 12 | 30 | 0 | 9.0328 | 0.080818 | 0 | -0.0066953 | -0.03346 | 1.5 | 13.34% | 9.0328
12 | 30 | 13 | 30 | 0.036 | 7.7776 | 0.091105 | -0.00037 | -0.0062311 | -0.03114 | 1.5 | 13.34% | 7.7416
12 | 30 | 14 | 30 | 11.986 | 16.0812 | 0.12663 | -0.01625 | -0.0035438 | -0.01771 | 1.5 | 13.34% | 4.0952
12 | 30 | 15 | 30 | 28.261 | 14.9071 | 0.051512 | -0.00297 | -0.004098 | -0.02048 | 1.5 | 13.34% | 13.3539
12 | 30 | 16 | 30 | 47.836 | 10.0804 | 0.009702 | 0 | -0.00088844 | -0.00444 | 1.5 | 13.34% | 37.7556
12 | 30 | 17 | 30 | 53.678 | 11.9876 | 0.007131 | -0.00014 | -0.00063832 | -0.00319 | 1.5 | 13.34% | 41.6904
12 | 30 | 18 | 30 | 100 | 10.0936 | 0.00011 | 0 | -1.0085e-05 | -5.04e-05 | 1.5 | 13.34% | 89.9064
12 | 30 | 19 | 30 | 100 | 100 | 0 | 0 | 0 | 0 | 1.5 | 13.34% | 0
12 | 30 | 20 | 30 | 100 | 100 | 0 | 0 | 0 | 0 | 1.5 | 13.34% | 0
12 | 30 | 21 | 30 | 100 | 100 | 0 | 0 | 0 | 0 | 1.5 | 13.34% | 0
12 | 30 | 22 | 30 | 100 | 100 | 0 | 0 | 0 | 0 | 1.5 | 13.34% | 0
12 | 30 | 23 | 30 | 100 | 100 | 0 | 0 | 0 | 0 | 1.5 | 13.34% | 0
12 | 31 | 0 | 30 | 100 | 100 | 0 | 0 | 0 | 0 | 1.5 | 13.34% | 0
12 | 31 | 1 | 30 | 100 | 100 | 0 | 0 | 0 | 0 | 1.5 | 13.34% | 0
12 | 31 | 2 | 30 | 100 | 100 | 0 | 0 | 0 | 0 | 1.5 | 13.34% | 0
12 | 31 | 3 | 30 | 100 | 100 | 0 | 0 | 0 | 0 | 1.5 | 13.34% | 0
12 | 31 | 4 | 30 | 100 | 100 | 0 | 0 | 0 | 0 | 1.5 | 13.34% | 0
12 | 31 | 5 | 30 | 100 | 100 | 0 | 0 | 0 | 0 | 1.5 | 13.34% | 0
12 | 31 | 6 | 30 | 54.557 | 10.0939 | 0.004736 | 0 | -0.00043422 | -0.00217 | 1.5 | 13.34% | 44.4631
12 | 31 | 7 | 30 | 52.185 | 12.1409 | 0.011744 | -0.00025 | -0.0010485 | -0.00524 | 1.5 | 13.34% | 40.0441
12 | 31 | 8 | 30 | 39.086 | 12.3952 | 0.029961 | -0.00079 | -0.0026013 | -0.013 | 1.5 | 13.34% | 26.6908
12 | 31 | 9 | 30 | 20.612 | 10.0666 | 0.012077 | 0 | -0.0011046 | -0.00552 | 1.5 | 13.34% | 10.5454
12 | 31 | 10 | 30 | 5.993 | 10.0717 | 0.01463 | 0 | -0.0013387 | -0.00669 | 1.5 | 13.34% | 4.0787
12 | 31 | 11 | 30 | 0 | 9.5034 | 0.074888 | 0 | -0.0064992 | -0.03248 | 1.5 | 13.34% | 9.5034
12 | 31 | 12 | 30 | 0 | 9.3712 | 0.06511 | 0 | -0.0055788 | -0.02788 | 1.5 | 13.34% | 9.3712
12 | 31 | 13 | 30 | 0.018 | 7.7731 | 0.091265 | -0.00037 | -0.0062391 | -0.03118 | 1.5 | 13.34% | 7.7551
12 | 31 | 14 | 30 | 11.936 | 18.1157 | 0.1684 | -0.02911 | -0.0011826 | -0.00591 | 1.5 | 13.34% | 6.1797
12 | 31 | 15 | 30 | 28.2 | 40.2791 | 0.17071 | -0.06615 | -0.0018609 | -0.0093 | 1.5 | 13.34% | 12.0791
12 | 31 | 16 | 30 | 47.882 | 72.8645 | 0.09259 | -0.06567 | -0.0010385 | -0.00519 | 1.5 | 13.34% | 24.9825
12 | 31 | 17 | 30 | 53.693 | 75.7342 | 0.041503 | -0.03037 | -0.0006043 | -0.00302 | 1.5 | 13.34% | 22.0412
12 | 31 | 18 | 30 | 100 | 10.0212 | 0.001406 | 0 | -0.00012806 | -0.00064 | 1.5 | 13.34% | 89.9788
12 | 31 | 19 | 30 | 100 | 100 | 0 | 0 | 0 | 0 | 1.5 | 13.34% | 0
12 | 31 | 20 | 30 | 100 | 100 | 0 | 0 | 0 | 0 | 1.5 | 13.34% | 0
12 | 31 | 21 | 30 | 100 | 100 | 0 | 0 | 0 | 0 | 1.5 | 13.34% | 0
12 | 31 | 22 | 30 | 100 | 100 | 0 | 0 | 0 | 0 | 1.5 | 13.34% | 0
12 | 31 | 23 | 30 | 100 | 100 | 0 | 0 | 0 | 0 | 1.5 | 13.34% | 0